## 小修繕履歴
小修繕履歴					作成日／ 年 月 日 集会（管理組合総会）で議決された日／ 年 月 日					（単位：千円）
区分	推定修繕工事項目	暦年		2012 11期		2013 12期		2014 13期		2015 14期		2016 15期		2017 16期		2018 17期		2019 18期		2020 19期		2021 20期		2022 21期		2023 22期		2024 23期		2025	2026	2027	2028	2029	2030	2031	2032	2033	2034	2035	2036	2037	2038	2039	2040		合計
		経年		項目	費用					24	25	26	27	28	29	30	31	32	33	34	35	36	37	38	39
Ⅱ					防災センター移設 送排風機		大雨被害		コロナ
建築				駐車場ゲートリモコン修理	14,280	シリンダー修理	12,600	誘導灯ランプ交換	6,615		16,200	シャッター点検修理	32,400	漏水調査	17,064	店舗雨樋化粧カバー復旧	24,408	シャッター修理	27,000	防火扉補修	8,800	排水槽フロートスイッチ取替	108,900		16,280	光電式感知器取替	92,400	エヤコン取替	228,800
				植栽改修	103,647	地下防災センター鍵制御盤修理	15,750	シャッター点検・修理	10,500	電気錠修理	19,980	室外機架台柱移設・植栽工事	370,872		19,440	駐輪場スライドドアー補修	29,808	共用灯自動点滅器交換	35,640	駐輪場照明器具取替	27,000	水漏れ調査費	116,600	電子錠補修	29,700	漏水調査費	123,310	防災シャッター修繕	330,000
				37,800	鉄扉電気錠補修	19,320	同上 補修工事	10,500	シリンダー取替	27,000	ゴミ庫シャッター修理	12,960	CS放送受信調査	27,000	植栽補填	35,640	排水槽フロートスイッチ交換	46,440	ポストダイヤル交換	45,840	インバーター取替	121,000	店舗シャッター修理	38,830	受水槽内感知器取替	132,000		495,440
				センサーライト取付け	38,500	駐車場リモコン補修	19,530	同上 スイッチＢOX補修	11,550		41,040	誘導灯取替	114,480	階段踊り場漏水補修	37,800	照明不点灯調査改修	43,200	緊急ガス遮断弁保守点検	147,548	防犯カメラ交換	50,000		125,730	宅配BOX修理	44,000	電子錠・タイマー取替	134,200		177,870
Ⅲ				路盤改修	54,000	無線信号装置取付け	21,000		36,750	照明器具交換	41,040		8,640	消火器取替	38,800	駐車場漏水補修	54,918	植栽他工事	151,200	排水槽フロートスイッチ取替	50,760	照明器具取替	168,300	プレハブ冷蔵庫修理	49,500	防犯カメラ更新	242,000	消火器誘導灯改修	350,185
設備				エヤコンドレンアップ交換	88,515	ロボットゲート修理	23,520	廊下灯絶縁不良調査・改修	36,750	照明器具スイッチ改修	73,224	エントランス前歩道平板補修	677,150	地下EXPJ漏水補修	42,120		66,960	庇補修・駐車場管理室漏水補修	213,840	店舗ドレン改修	68,365	ポストキャップ取替	211,200	感知器取替	57,200	ガス管補修	275,000	防火シャッター改修	36,300
				エヤコン交換	12,600	駐車場照明器具取替	28,770	煙感取替	37,800	消防設備（住宅）改修工事	75,075	ゲート修理・受信機交換	113,616		46,440		68,364	自動ドア修理	270,000	増圧給水ポンプ圧力タンク取替	162,800	排煙窓修理	220,000	タイル補修	60,500	排煙窓修繕	319,000	防災シャッター追加	164,934
				電波障害施設調査費	40,950	オートロックスイッチ修理	39,375	緊急ガス遮断弁 定期整備	46,200	不鳴調査	86,400		13,608	自転車搬送コンベアライン取替	50,760	駐輪場扉補修	109,836	天井漏水補修工事	518,400	受水槽排水ポンプ取替	550,000			ゲートモーター交換	113,256	消防設備点検費	323,400		13,860
				照明器具交換	27,300	喚起ダクト廻り漏水調査	46,200	電気錠取替	61,897	防鳥ネット改修	90,720	オートロックスイッチ及び扉シリンダー取替	108,000	店舗前ダウンライト取り替え	59,400		118,800	天井漏水調査	648,000		830,488			電子錠取替	113,300		788,040		1,081,520
				看板等補修工事	27,300		190,050		63,000	排水ポンプ取替	225,750			共用散水系統漏水補修	62,640	誘導灯交換	172,216	共用旧排水管調査	961,632	エントランス巾木額口補修	1,447,600			防火戸ラッチ調査	113,850	非常照明器具取替	847,000	シャッター修理修理	15,180
				配管ピット内防水工事	338,100		496,650	感知器調査	82,950	スプリンクラーヘッド取替	303,480			ELV誘導灯取替	66,960	ボイススピーカー取替	216,160	サイン工事	1,447,200					130,570	防犯カメラ取替	1,056,000		30,800
				15,750				122,850	送風機修理	357,000			店舗出入口電子錠取替	83,160	ELV前照明器具取替	216,160					感知器改修	165,000		1,419,000	電子錠アダプター取替	24,200
				スプリンクラー調査	278,250			鳩対策工事	262,500	シャッター修理点検修理	365,040			平板不陸調整	95,040	階段断線工事	343,440					地下排水ポンプ取替	178,200			貯水槽水位制御工事	583,000
				共用部長尺シート補修	27,800			送風機修理・ベルト交換点検修理	399,000	植栽工事	379,728			坪庭植栽他工事	98,280	エントランスエヤコン取替	829,440					216,700			防災盤部品交換	2,420,000
				路盤補修	44,600					消防設備（共用部）改修	577,500			駐輪場スライダー扉開閉不良調整	126,900	中央監視装置MCU UPS交換工事	950,400					発電室防音ドア補修	228,800				480,150
				23,541					734,400			ポット用樹木支柱補修	137,916					駐車場出入口グレーチング補修	295,680
				防犯カメラ設置	199,800					駐車場ピット内漏水調査	317,350
				庇シーリング打ち替え	200,880					消火補給水槽廻り取替	473,000
				ゲート修理	243,216					電気温水器取替	473,000
				店舗天井漏水	291,600					893,750
				CS放送改修工事	463,320					屋外階段シート改修	6,435,000
				庇補修工事	799,200
				１階南軒天塗装工事	885,600
				１階空調ガラリ補修工事	1,976,400

				1,172,933		912,765		1,188,862		3,413,577		1,451,726		6,069,736		3,279,750		4,466,900		3,241,653		1,071,730		10,443,466		5,751,350		6,432,239

## 収支決算書
-0
区分	暦年					2025 24期			2026 25期			2027 26期			2028 27期			2029 28期			2030 29期			2031 303期			2033 31期			2034 33期			2035 34期			2036 35期			2037 36期			2038 37期			2039 38期			2040 39期			2041 40期
	経年		住宅	施設	合計
一般会計
収入			15,799,134	44,283,015	60,082,149	15,328,412	42,341,955	57,670,367	15,248,626	48,506,244	63,754,870	14,745,969	48,717,851	63,463,820	14,563,712	51,952,891	66,516,603	20,755,133	50,488,915	71,244,048	20,823,726	58,316,367	79,140,093	21,695,254	57,643,297	79,338,551	21,211,585	58,458,901	79,670,486	20,770,057	50,933,503	71,703,560	20,899,294	51,983,211	72,882,505	23,622,055	64,241,539	87,863,594	21,529,949	60,033,487	81,563,436
支出			14,302,646	43,284,779	57,587,425	14,319,846	40,868,786	55,188,632	14,385,198	48,294,565	62,679,763	14,534,040	50,687,167	65,221,207	15,418,353	52,694,085	68,112,438	21,839,697	58,255,364	80,095,061	20,431,542	57,938,447	78,369,989	19,688,303	61,188,465	80,876,768	20,835,160	58,463,241	79,298,401	19,528,964	51,788,094	71,317,058	27,201,379	55,843,143	83,044,522	23,551,500	69,294,146	92,845,646	23,137,740	61,861,065	84,998,805

①当期余剰金			1,496,488	998,236	2,494,724	1,008,566	1,473,169	2,481,735	863,428	211,679	1,075,107	211,929	-1,969,316	-1,757,387	-854,641	-741,194	-1,595,835	-1,084,564	-7,766,449	-8,851,013	392,184	377,920	770,104	2,006,951	-3,545,168	-1,538,217	376,425	-4,340	372,085	1,241,093	-854,591	386,502	-6,302,085	-3,859,932	-10,162,017	70,555	-5,052,607	-4,982,052	-1,607,791	-1,827,578	-3,435,369	0	0	0	0	0	0	0	0	0	0	0	0	0	0	0	0	0	0	0	0	0	0	0	0	0	0	0	0	0	0	0	0	0	0	0	0	0	0	0	0	0	0	0	0	0	0	0	0	0	0	0
➁前期繰越額			21,025,741	12,061,498	33,087,239	22,522,229	11,831,328	34,353,557	23,531,695	13,237,127	36,768,822	24,395,123	13,448,806	37,843,929	24,607,052	11,479,490	36,086,542	23,752,411	10,738,296	34,490,707	22,667,847	2,971,847	25,639,694	22,827,420	1,781,137	24,608,557	24,754,689	-3,136,679	21,618,010	24,904,142	-4,657,466	20,246,676	25,909,401	-6,829,861	19,079,540	19,365,546	-12,047,486	7,318,060	19,117,706	-18,904,333	213,373	17,244,202	-22,357,649	-5,113,447	17,244,202	-22,357,649	-5,113,447	17,244,202	-22,357,649	-5,113,447	17,244,202	-22,357,649	-5,113,447	17,244,202	-22,357,649	-5,113,447	17,244,202	-22,357,649	-5,113,447	17,244,202	-22,357,649	-5,113,447	17,244,202	-22,357,649	-5,113,447	17,244,202	-22,357,649	-5,113,447	17,244,202	-22,357,649	-5,113,447	17,244,202	-22,357,649	-5,113,447	17,244,202	-22,357,649	-5,113,447	17,244,202	-22,357,649	-5,113,447	17,244,202	-22,357,649	-5,113,447	17,244,202	-22,357,649	-5,113,447	17,244,202	-22,357,649	-5,113,447	17,244,202	-22,357,649	-5,113,447
③前期余剰金取崩			0	1,228,406	1,228,406	900	-67,370				0	0	0	0	0	0	0	0	0	0	0	0	0		0	0	0	0	0	0	0	0	0	0	0	0	0	0	0	0	0	0	0	0	0	0	0	0	0
④電気使用料振替					-271,320	-1,675,040	-1,946,360	-232,611	-1,568,630	-1,801,241	-230,431	-1,542,119	-1,772,550	-226,972	-1,516,447	-1,743,419	-235,834	-1,317,804	-1,553,638	-241,770	-1,357,693	-1,599,463	-318,395	-1,804,240	-2,122,635	-265,713	-1,625,738	-1,891,451
次期繰越額			22,522,229	11,831,328	34,353,557	23,531,695	13,237,127	36,768,822	24,395,123	13,448,806	37,843,929	24,607,052	11,479,490	36,086,542	23,752,411	10,738,296	34,490,707	22,667,847	2,971,847	25,639,694	22,827,420	1,781,137	24,608,557	24,754,689	-3,136,679	21,618,010	24,904,142	-4,657,466	20,246,676	25,909,401	-6,829,861	19,079,540	19,365,546	-12,047,486	7,318,060	19,117,706	-18,904,333	213,373	17,244,202	-22,357,649	-5,113,447	17,244,202	-22,357,649	-5,113,447	17,244,202	-22,357,649	-5,113,447	17,244,202	-22,357,649	-5,113,447	17,244,202	-22,357,649	-5,113,447	17,244,202	-22,357,649	-5,113,447	17,244,202	-22,357,649	-5,113,447	17,244,202	-22,357,649	-5,113,447	17,244,202	-22,357,649	-5,113,447	17,244,202	-22,357,649	-5,113,447	17,244,202	-22,357,649	-5,113,447	17,244,202	-22,357,649	-5,113,447	17,244,202	-22,357,649	-5,113,447	17,244,202	-22,357,649	-5,113,447	17,244,202	-22,357,649	-5,113,447	17,244,202	-22,357,649	-5,113,447	17,244,202	-22,357,649	-5,113,447	17,244,202	-22,357,649	-5,113,447

特別会計
			15,229,694	19,486,706	34,716,400	12,553,628	9,331,488	21,885,116	12,347,312	9,151,488	21,498,800	11,802,152	9,091,488	20,893,640	11,924,832	9,479,868	21,404,700	11,491,512	8,751,488	20,243,000	11,541,381	8,731,488	20,272,869	11,561,362	8,931,488	20,492,850	11,724,272	9,336,828	21,061,100	11,471,344	13,107,989	24,579,333	13,240,750	11,088,465	24,329,215	11,499,212	9,211,488	20,710,700	11,297,802	9,311,488	20,609,290
			1,295,857	9,907,123	11,202,980	108,351,601	58,438,599	166,790,200	267,916	1,008,084	1,276,000	4,154,088	5,124,289	9,278,377	37,010,093	21,852,482	58,862,575	11,198,798	4,248,712	15,447,510	15,987,879	35,974,701	51,962,580	12,217,450	2,179,665	14,397,115	1,275,258	1,297,624	2,572,882	4,822,037	5,796,363	10,618,400	13,433,046	14,458,884	27,891,930	7,172,550	1,350,030	8,522,580	6,050,145	2,476,305	8,526,450

			13,933,837	9,579,583	23,513,420	-95,797,973	-49,107,111	-144,905,084	12,079,396	8,143,404	20,222,800	7,648,064	3,967,199	11,615,263	-25,085,261	-12,372,614	-37,457,875	292,714	4,502,776	4,795,490	-4,446,498	-27,243,213	-31,689,711	-656,088	6,751,823	6,095,735	10,449,014	8,039,204	18,488,218	6,649,307	7,311,626	13,960,933	-192,296	-3,370,419	-3,562,715	4,326,662	7,861,458	12,188,120	5,247,657	6,835,183	12,082,840
			115,617,897	78,314,753	193,932,650	129,551,734	87,894,336	217,446,070	33,753,761	38,787,225	72,540,986	45,833,157	46,930,629	92,763,786	53,481,221	50,897,828	104,379,049	28,395,960	38,525,214	66,921,174	28,959,994	44,703,030	73,663,024	24,746,107	19,028,447	43,774,554	21,503,897	27,879,382	49,383,279	32,179,883	37,435,015	69,614,898	39,114,498	44,051,719	83,166,217	39,114,498	44,051,719	83,166,217	43,759,555	53,717,417	97,476,972
					0					0			0			0			0	0	0	0	0	0	0
					0	271,320	1,675,040	1,946,360	232,611	1,568,630	1,801,241	230,431	1,542,119	1,772,550	226,972	1,516,447	1,743,419	235,834	1,317,804	1,553,638	241,770	1,357,693	1,599,463	318,395	1,804,240	2,122,635	265,713	1,625,738	1,891,451
			129,551,734	87,894,336	217,446,070	33,753,761	38,787,225	72,540,986	45,833,157	46,930,629	92,763,786	53,481,221	50,897,828	104,379,049	28,395,960	38,525,214	66,921,174	28,959,994	44,703,030	73,663,024	24,746,107	19,028,447	43,774,554	21,503,897	27,879,382	49,383,279	32,179,883	37,435,015	69,614,898	39,114,498	44,051,719	83,166,217	39,114,498	44,051,719	83,166,217	43,759,555	53,717,417	97,476,972	49,272,925	62,178,338	111,451,263

内、電気使用料積立分累計

## 修繕周期表1
（様式第3-2号） 推定修繕工事項目、修繕周期等の設定内容
推定修繕工事項目		対象部位等	工事区分	修繕周期（参考）	想定している修繕方法等
Ⅰ 仮設
１ 仮設工事
①共通仮設			仮設	１２～１５年	仮設事務所、資材置き場等
②直接仮設					枠組足場、養生シート等
Ⅱ 建物
２ 屋根防水
①屋上防水（保護）		屋上、塔屋、ルーフバルコニー	補修		伸縮目地の打替え、保護コンクリート部分補修
			修繕	２４～３０年	下地調整の上、露出防水（ウレタン塗膜防水） / ※かぶせ方式（保護層を撤去しない）
②屋上防水（露出）		屋上、塔屋			ウレタン塗膜防水の上、保護塗装（トップコート塗り） / ※かぶせ方式（防水層を撤去しない）
			撤去・新設		既存防水層を全面撤去の上、下地調整、（露出ｱｽﾌｧﾙﾄ防水等）
③傾斜屋根		屋根			下地調整の上、保護塗装（水性ポリマー等）
			撤去・葺替		既存屋根材を全面撤去の上、下地補修、葺替え / （アスファルトシングル葺、金属板葺等）
④庇・笠木等防水		庇天端、笠木天端、パラペット天端・アゴ、架台天端等			高圧水洗の上、下地調整、（ウレタン塗膜防水等）
３	床防水
①バルコニー床防水		バルコニーの床 / （側溝、幅木を含む）			床／高圧水洗の上、下地調整、（ウレタン塗膜防水）
					側溝・幅木／高圧水洗の上、下地調整、（ウレタン塗膜防水）
②開放廊下・階段等床防水		開放廊下・階段の床 / （側溝、幅木を含む）			床部／高圧水洗の上、下地調整、（塩ビシート張り等）
					側溝・幅木／高圧洗浄の上、下地調整、（ウレタン塗膜防水）
４ 外壁塗装等
①躯体コンクリート補修		外壁、屋根、床、手すり壁、軒天（上げ裏）、庇等 / （コンクリート、モルタル部分）			ひび割れ・浮き・欠損・鉄筋の発錆・モルタルの浮き等の補修
②外壁塗装（雨掛かり部分）		外壁、手すり壁等	塗替		高圧洗浄の上、下地処理、塗装（仕上塗材）
			除去・塗装		既存全面除去の上、下地処理、塗装（仕上塗材）
③外壁塗装（非雨掛かり部分）

④軒天塗装		開放廊下・階段、バルコニー等の軒天（上げ裏）部分			高圧水洗の上、下地処理、塗装
					既存全面除去の上、下地処理、塗装
⑤タイル張補修		外壁・手すり壁等			高圧洗浄、欠損・浮き・剥離・ひび割れ等の補修、一部張替え
⑥シーリング		外壁目地、建具周り、スリーブ周り、部材接合部等	打替		打継・伸縮・誘発目地、部材取合部等の打替え
５ 鉄部塗装等
①鉄部塗装 / （雨掛かり部分）		（鋼製）開放廊下・階段、バルコニーの手すり		５～７年	下地処理の上、塗装
		（鋼製）屋上フェンス、設備機器、立て樋・支持金物、架台、避難ハッチ、マンホール蓋、隔て板枠、物干金物等
		屋外鉄骨階段、自転車置場、遊具、フェンス			下地処理の上、塗装 / （注）機械式駐車場を除く
②鉄部塗装 / （非雨掛かり部分）		（鋼製）住戸玄関ドア
		（鋼製）共用部分ドア、メーターボックス扉、手すり、照明器具、設備機器、配電盤類、屋内消火栓箱等
③非鉄部塗装		（アルミ製・ステンレス製等） / サッシ、面格子、ドア、手すり、避難ハッチ、換気口等	清掃		洗浄の上、コーティング
		（ボード、樹脂、木製等） / 隔て板・エアコンスリーブ・雨樋等

## 修繕周期表2
６ 建具・金物等
①建具関係	住戸玄関ドア、共用部分ドア、自動ドア	点検・調整		動作点検、金具（丁番、ドアチェック等）の調整等
		取替	３４～３８年	かぶせ工法（既存枠の上に新規枠を取付け）
	窓サッシ、面格子、網戸、シャッター			動作点検、金具（戸車、クレセント、ビート等）の調整等

②手すり	開放廊下・階段、バルコニーの手すり、防風スクリーン			全部撤去の上、アルミ製手すりに取替え
③屋外鉄骨階段	屋外鉄骨階段			点検、腐食部板金溶接補修、踏板取替え等
				全部撤去の上、建替え
④金物類 / （集合郵便受等）	集合郵便受、掲示板、宅配ロッカー等		２４～２８年
	笠木、架台、マンホール蓋、階段ノンスリップ、避難ハッチ、タ ラップ、排水金物、室名札、立て樋・支持金物、隔て板、物干金物、スリーブキャップ等
	屋上フェンス等
⑤金物類 / （メータボックス扉等）	メーターボックスの扉、パイプスペースの扉等
７ 共用内部
①共用内部	管理事務室、集会室、内部廊下、内部階段等の壁、床、天井	張替・塗替		床・壁・天井の塗替え･張替え等
	エントランスホール、エレベーターホールの壁、床、天井
Ⅲ 設備
８ 給水設備
①給水管	屋内共用給水管	更生	１９～２３年
	屋内共用給水管、屋外共用給水管	取替（更新）	３０～４０年	仕上げ材の補修を含む
				塩ビライニング鋼管への取替え
②貯水槽	受水槽		２６～３０年	ＦＲＰ製への取替え
	高置水槽
③給水ポンプ	揚水ポンプ、加圧給水ポンプ、直結増圧ポンプ、弁類等		５～８年	ポンプのオーバーホール等
			１４～１８年
９ 排水設備
①排水管	屋内共用雑排水管
	屋内共用雑排水管、汚水管、雨水管			住戸内パイプシャフトを解体撤去の上、取替え、復旧
②排水ポンプ	排水ポンプ、弁類等

10 ガス設備
①ガス管	屋外埋設部ガス管、屋内共用ガス管		２８～３２年	埋設部掘削、管の敷設、埋戻し、復旧
				（ポリエチレン管等）
11 空調・換気設備等
①空調設備	管理事務室、集会室等のエアコン		１３～１７年
②換気設備	管理事務室、集会室、機械室、電気室等の換気扇、ダクト類、換気口、換気ガラリ

## 修繕周期表3
12 電灯設備等
①電灯設備	共用廊下・エントランスホール等の照明器具、配線器具、非常照明、避難口・通路誘導灯、外灯等		１８～２２年
②配電盤類	配電盤・プルボックス等
③幹線設備	引込開閉器、幹線（電灯、動力）等			幹線、引込開閉器等の取替え（容量増）
④避雷針設備	避雷突針・ポール・支持金物・導線・接地極等		３８～４２年
⑤自家発電設備	発電設備
13 情報・通信設備
①電話設備	電話配線盤（MDF）、中間端子盤（IDF）等
②テレビ共聴設備	アンテナ、増幅器、分配器等 ※同軸ケーブルを除く		１５～２０年
③インターネット設備	住棟内ネットワーク
④インターホン設備等	インターホン設備、オートロック設備、住宅情報盤、防犯設備、配線等
14 消防用設備
①屋内消火栓設備	消火栓ポンプ、消火管、ホース類、屋内消火栓箱等		２３～２７年
②自動火災報知設備	感知器、発信器、表示灯、音響装置、中継器、受信器等			住宅用又は共同住宅用
③連結送水管設備	送水口、放水口、消火管、消火隊専用栓箱等
15 昇降機設備
①昇降機	カゴ内装、扉、三方枠等			内装取替え、三方枠塗装
	全構成機器			全部撤去・新設
16 立体駐車場設備
①自走式駐車場	プレハブ造（鉄骨造＋ＡＬＣ）		８～１２年	鉄部塗装、車止等の取替え
		建替
②機械式駐車場	二段方式、多段方式（昇降式、横行昇降式、ピット式）垂直循環方式等		５年	鉄部塗装、部品交換

				駐車装置、制御板、昇降装置等
Ⅳ 外構・その他
17 外構・附属施設
①外構	平面駐車場、車路・歩道等の舗装、側溝、排水溝
	囲障（塀、フェンス等）、サイン（案内板）、遊具、ベンチ等
	埋設排水管、排水桝等 / ※埋設給水管を除く
②附属施設	自転車置場、ゴミ集積所
	植樹	整備
18 調査・診断、設計、工事監理等費用
①点検・調査・診断	大規模修繕工事の実施前に行う点検・調査・診断		１０～１２年	第1回目・第4回目…の大規模修繕工事に係る業務
				第2回目・第5回目…の大規模修繕工事に係る業務
				第3回目・第6回目…の大規模修繕工事に係る業務
②設計、コンサルタント	計画修繕工事の設計（基本設計・実施設計）・コンサルタント

③工事監理	計画修繕工事の工事監理

④臨時点検（被災時）	建物、設備、外構		-
19 長期修繕計画作成費用
①見直し	長期修繕計画の見直しのための調査・診断長期修繕計画の見直し
（注） 現場管理費及び一般管理費は、各項目ごとの工事費（単価）に含む。

Ⅴ 性能向上工事項目（例）（必要に応じて、Ⅱ建物又はⅢ設備に追加する。）
(1) 耐震	耐震壁の増設、柱・梁の補強、免震、設備配管の補強、耐震ドアへの交換、エレベーターの着床装置・Ｐ波感知装置の設置等	改修	予定年度
(2) バリアフリー	スロープ、手すりの設置、自動ドアの設置、エレベーターの設置・増設
(3) 省エネルギー	断熱（屋上、外壁、開口部）、昇降機、照明等の設備の制御等
(4) 防犯	照明照度の確保、オートロック、防犯カメラの設置等
(5) その他	・情報通信（インターネット接続環境の整備等）
	・給水方式の変更（直結増圧給水方式への変更等）
	・電気容量の増量（電灯幹線の増量等）
	・利便施設の設置（宅配ボックス等）
	・エレベーターの安全性向上（戸開走行防止装置の設置等）
	・外部環境（外構、植栽、工作物等の整備）
Ⅵ 専有部分工事項目 （専有部分配管） （例）（必要に応じて、「Ⅰ仮設」～「Ⅳ外構・その他」とは別項目として追加する。）
①専有部分配管（※）	専有部分給水管、専有部分雑排水管、専有部分汚水管		年
※屋内共用給水管・排水管等と同時かつ一体的に行う工事に限る
Ⅶ 諸経費等 （例）上記工事項目と区別して設定する場合
・現場管理費
・一般管理費
・法定福利費
・大規模修繕瑕疵保険の保険料 等

## 総括表
（様式第4-1号）長期修繕計画総括表					作成日／ 年 月 日 集会（管理組合総会）で議決された日／ 年 月 日					（単位：千円）
区分	推定修繕工事項目				暦年	2012	2013	2014	2015	2016	2017	2018	2019	2020	2021	2022	2023	2024	2025	2026	2027	2028	2029	2030	2031	2032	2033	2034	2035	2036	2037	2038	2039	2040		合計
				経年	11	12	13	14	15	16	17	18	19	20	21	22	23	24	25	26	27	28	29	30	31	32	33	34	35	36	37	38	39
仮設	0 仮設工事					6,940					0
	1 直接工事費					#NAME?
建築	２ 下地補修工事					#NAME?					0
	３ 石・タイル工事					#NAME?					0
	４ シーリング工事					#NAME?					鉄部塗装					0
	５ 外壁塗装工事					#NAME?					前回2010					0
	７ 鉄部塗装工事					#NAME?					9,513
	８ 防水工事					#NAME?					3,637					0
	９ 床工事					#NAME?					238					18,248
	10 洗い工事					#NAME?
	11 その他雑工事					#NAME?	100			56		96			847			2,075
	12 室内改装その他工事					1,070				2,439	4,370					4,223					0
	13 工事管理費					11,046

設備	８ 給水設備					5,292					1,573					0
	９ 排水設備					136	2,980	1,933					2,218					0
	10 ガス設備					696				1,182					920					ガス漏れ警報器					0
	11 空調・換気設備					190			1,285		2,573	1,616	23,565	867					0
	12 電灯設備等					6,098	36,607					462					0
	13 情報・通信設備					15,574		38,988	3,368		450		6,930					9,898	0
	14 消防用設備					1,853	179	864		3,027				8,091	1,844	241					0
	15 昇降機設備					1,637					0
	16 駐車駐輪設備					285			3,682					0
外構 / ・その他	17 外構・附属施設					518	1,273					0
	18 調査・診断、 / 設計、工事監理等費用					3,338	998	378	2,430	2,700					485	513	968					0
	19 長期修繕計画作成費用					0
	20 その他					6,199		113					0
工事費計					#NAME?	1,276	9,278	58,863	15,448	51,963	14,397	2,573	10,618	27,892	8,523	8,526	22,211	0	0	0	0	0	0	0	0	0	0	0	0	0				0
消費税					#NAME?					0		0					0					0
支出	年度合計					#NAME?	1,276	9,278	58,863	15,448	51,963	14,397	2,573	10,618	27,892	8,523	8,526	22,211	0	0	0	0	0	0	0	0	0	0	0	0	0				0
	年度合計					21,885	21,499	20,894	21,405	20,243	20,273	20,493	21,061	24,579	24,329	20,711	20,609					0
当期余剰金					#NAME?	20,223	11,615	-37,458	4,795	-31,690	6,096	18,488	13,961	-3,563	12,188	12,083					0
修繕積立金 次年度繰越金					217,446	#NAME?	#NAME?	#NAME?	#NAME?	#NAME?	#NAME?	#NAME?	#NAME?	#NAME?	#NAME?	#NAME?	#NAME?					0
一般会計
				60,082	57,670	63,755	63,464	66,517	71,244	79,140	79,339	79,670	71,704	72,883	87,864	81,563					0
				57,587	55,189	62,680	65,221	68,112	80,095	78,370	80,877	79,298	71,317	83,045	92,846	84,999					0
	内、小修繕費用					1,173	913	1,189	3,414	1,452	6,070	3,280	4,467	3,242	1,072	10,443	5,751	6,432
	年度合計収支					2,495	2,482	1,075	-1,757	-1,596	-8,851	770	-1,538	372	387	-10,162	-4,982	-3,435	0	0	0	0	0	0	0	0	0	0	0	0
				34,354	36,769	37,844	36,087	34,491	25,640	24,609	21,618	20,247	19,080	7,318	213	-5,113
				*	*	*	*	*	*	*	*

## 工事費年次集計表
（様式第4-3号）長期修繕計画表（推定修繕工事項目（小項目）別、年度別）					作成日／ 年 月 日 集会（管理組合総会）で議決された日／ 年 月 日					（単位：千円）
推定修繕工事項目			工事区分	修繕	暦年	2022	2023	2024	2025	2026	2027	2028	2029	2030	2031	2032	2033	2034	2035	2036	2037	2038	2039	2040	2041	2042	2043	2044	2045	2046	2047	2048	2049	2050	2051	小計	消費税	合計
				周期	経年	64	65	66	67	68	69	70	71	72	73	74	75	76	77	78	79	80	81	82	83	84	85	86	87	88	89	90	91	92	93
Ⅰ					15.390					15.390					30.780	3.078	33.858
仮設	①共通仮設			12年					5.130					5.130					10.260	1.026	11.286
	②直接仮設					10.260					10.260					20.520	2.052	22.572
Ⅱ					5.935					4.748					10.683	1.068	11.751
建物	①屋上防水（保護）		補修

	②屋上防水（露出）					4.748					4.748	475	5.223
			撤去・新設	24年					5.935					5.935	593	6.528
	③傾斜屋根
		シングル葺き
			撤去・葺替
		金属板葺き
	④庇・笠木等防水			－		①から③に含む。
	３ 床防水					5.914					5.914					11.828	1.183	13.011
	①バルコニー床防水					2.394					2.394					4.788	479	5.267
	②開放廊下・階段等床防水					3.520					3.520					7.040	704	7.744
				29.895					15.617					45.512	4.551	50.063
	①躯体コンクリート補修					②又は④に含む。
	②外壁塗装（雨掛かり部分）		塗替					13.522					13.522	1.352	14.874
			除去・塗装	36年					25.321					25.321	2.532	27.853
	③外壁塗装（非雨掛かり部分）					②に含む。

	④軒天塗装					2.095					2.095	209	2.304
				4.574					4.574	457	5.032
	⑤タイル張補修
	⑥シーリング		打替
				1.924					1.590					2.958					3.513					2.958				12.942	1.294	14.236
	①鉄部塗装（雨掛かり部分）
		開放廊下・階段の手すり		6年
		バルコニーの手すり
		屋上フェンス等
		屋外鉄骨階段					944					944					944					944				3.776	378	4.154
	②鉄部塗装（非雨掛かり部分）
		住戸玄関ドア					90					90					90					90				359	36	395
		メーターボックスの扉等					1.924					1.924					1.924					1.924				7.695	770	8.465
	③非鉄部塗装		清掃・塗替					556					556					1.112	111	1.223
				62.027					15.262					898					78.187	7.819	86.005
	①建具関係
		住戸玄関ドア、窓サッシ等	点検・調整					898					898					1.796	180	1.975
			取替					5.771					5.771	577	6.348
		窓サッシ等					22.487					22.487	2.249	24.735
	②手すり
		開放廊下・階段等の手すり					7.310					7.310	731	8.041
				4.061					4.061	406	4.467
		屋上フェンス等					10.300					10.300	1.030	11.330
	③屋外鉄骨階段					計上しない
				11.200					11.200	1.120	12.320
	④金物類（集合郵便受等）					5.173					5.173	517	5.690
	⑤金物類（ﾒｰﾀｰﾎﾞｯｸｽ扉等）					10.089					10.089	1.009	11.098
				851					851					1.701	170	1.871
	①共用内部		張替・塗替					851					851					1.701	170	1.871
Ⅲ					2.797					6.660					2.797					10.733				22.988	2.299	25.286
設備	①給水管		更生
				30年					10.733				10.733	1.073	11.806
	②貯水槽
		受水槽		25年					6.660					6.660	666	7.326
		高置水槽
	③給水ポンプ
				16年				2.797					2.797					5.595	559	6.154
				1.332					1.332					14.175				16.839	1.684	18.523
	①排水管
				14.175				14.175	1.418	15.593
	②排水ポンプ
				1.332					1.332					2.664	266	2.931
				2.171				2.171	217	2.388
	①ガス管					2.171				2.171	217	2.388
	11 空調・換気設備					1.107					1.107				2.214	221	2.435
	①空調設備			15年					738					738				1.476	148	1.624
	②換気設備					369					369				738	74	812
				2.754					800					8.829				12.383	1.238	13.621
	①電灯設備					2.754					2.754				5.508	551	6.059
	②配電盤類					3.645				3.645	365	4.010
	③幹線設備					2.430				2.430	243	2.673
	④避雷針設備			40年					800					800	80	880
	⑤自家発電設備
				7.165					7.849				15.015	1.501	16.516
	①電話設備					684				684	68	752
	②テレビ共聴設備					1.993					1.993				3.985	399	4.384
	③インターネット設備					684					684				1.368	137	1.505
	④インターホン設備等					4.489					4.489				8.978	898	9.875
	14 消防用設備					4.059					5.670					9.729	973	10.702
	①屋内消火栓設備					3.321					3.321	332	3.653
	②自動火災報知設備			20年					5.670					5.670	567	6.237
	③連結送水管設備					738					738	74	812
	15 昇降機設備					813					13.986				14.799	1.480	16.278
	①昇降機					813					813	81	894
				13.986				13.986	1.399	15.385
	16 立体駐車場設備
	①自走式駐車場			10年
			建替
	②機械式駐車場			5年

Ⅳ	17 外構・附属施設					4.893					4.893	489	5.382
外構	①外構		補修、取替					1.203					1.203	120	1.323
・そ	②附属施設		取替、整備					3.690					3.690	369	4.059
の他	18 調査・診断、設計、工事監理等費用					3.321		2.214					2.214		1.476					9.225	923	10.148
	①点検・調査・診断					3.321					2.214					5.535	554	6.089
	②設計等					①に含む。
	③工事監理					2.214					1.476					3.690	369	4.059
	④臨時点検（被災時）		建物、設備、外観	年
	19 長期修繕計画作成費用					517					517					517					517					517				2.583	258	2.841
	①見直し					517					517					517					517					517				2.583	258	2.841
	20 その他
	①特殊施設1改修
	②特殊施設2改修
	③特殊施設3改修
	④特殊施設4改修
小計					68.597				3.321		82.459			22.558			4.372		6.470		6.343		48.025					62.324				304.469	30.447	334.916
消費税					6.860				332		8.246			2.256			437		647		634		4.802					6.232
推定修繕工事費 年度合計					0	0	75.457	0	0	0	3.653	0	90.705	0	0	24.814	0	0	4.809	0	7.117	0	6.978	0	52.827	0	0	0	0	0	68.556	0	0	0
推定修繕工事費 累計					0	0	75.457	75.457	75.457	75.457	79.110	79.110	169.815	169.815	169.815	194.629	194.629	194.629	199.438	199.438	206.555	206.555	213.533	213.533	266.360	266.360	266.360	266.360	266.360	266.360	334.916	334.916	334.916	334.916
（注）諸経費には「長期修繕計画作成ガイドライン」に示すとおり、現場管理費・一般管理費・法定福利費のほか、大規模修繕瑕疵保険の保険料なども見込んで修繕積立金額を検討することが重要です。

## 工事費内訳書
（様式4-4）推定修繕工事費内訳書			作成日／ 年 月 日 集会（管理組合総会）で議決された日／ 年 月 日					（単位：円）
推定修繕工事項目		対象部位等	工事区分	仕様等	単位	数量	AV単価	金額	修繕	東棟集計			西棟集計				東棟					西棟					東棟集計	西棟集計
									周期					住宅			店舗			フィットネス			住宅			店舗				#NAME?	#NAME?	工事費合計
Ⅰ	1 仮設工事
仮設	①共通仮設			仮設事務所、資材置き場等				6,940,000	12年					施設ごと集計
								#NAME?		#NAME?			#NAME?					#NAME?			#NAME?			#NAME?			#NAME?			#NAME?
										数量	AV単価	金額	数量	VA単価	金額		数量	単価	金額	数量	単価	金額	数量	単価	金額	数量	単価	金額	数量	単価	金額
Ⅱ	②直接仮設			枠組足場、養生シート等				#NAME?				#NAME?			#NAME?			直接仮設計	13,056,485			3,577,450			9,811,765			5,075,500			2,773,560		#NAME?	#NAME?
建築	2 下地補修工事	マーキング調査費		打診調査・資料作成	ｍ2	#NAME?	#NAME?	#NAME?		#NAME?	#NAME?	#NAME?	#NAME?	#NAME?	#NAME?		8820.1	50	#NAME?	337.0	50	#NAME?	288.8	#NAME?	#NAME?	1,955.6	#NAME?	#NAME?	451.9	#NAME?	#NAME?
													#NAME?			#NAME?			#NAME?
		クラック補修		0.5ｍｍ未満 フィラー刷り込み		#NAME?	#NAME?	#NAME?		#NAME?	#NAME?	#NAME?	#NAME?	#NAME?	#NAME?		1323.0	250	#NAME?	50.6	250	#NAME?	43.3	#NAME?	#NAME?	293.3	#NAME?	#NAME?	67.8	#NAME?	#NAME?
		クラック補修		0.5ｍｍ以上低圧注入工法		#NAME?	#NAME?	#NAME?		#NAME?	#NAME?	#NAME?	#NAME?	#NAME?	#NAME?		132.3	1600	#NAME?	5.0	1,600	#NAME?	4.3	#NAME?	#NAME?	29.3	#NAME?	#NAME?	6.8	#NAME?	#NAME?
		クラック補修		0.5ｍｍ以上Ｕカットシーリング充填処理		#NAME?	#NAME?	#NAME?		#NAME?	#NAME?	#NAME?	#NAME?	#NAME?	#NAME?		176.4	1300	#NAME?	6.7	1,300	#NAME?	5.8	#NAME?	#NAME?	39.1	#NAME?	#NAME?	9.0	#NAME?	#NAME?
		コンクリート・モルタル浮き処理		SUSピン併用樹脂注入工法 25pin		#NAME?	#NAME?	#NAME?		#NAME?	#NAME?	#NAME?	#NAME?	#NAME?	#NAME?		132.3	4000	#NAME?	5.0	4,000	#NAME?	4.3	#NAME?	#NAME?	29.3	#NAME?	#NAME?	40.0	#NAME?	#NAME?
		コンクリート・モルタル露筋・欠損処理		撤去、錆止樹脂モルタル成形		#NAME?	#NAME?	#NAME?		#NAME?	#NAME?	#NAME?	#NAME?	#NAME?	#NAME?		248.0	1200	#NAME?	30.0	1,200	#NAME?	30.0	#NAME?	#NAME?	124.0	#NAME?	#NAME?	10.0	#NAME?	#NAME?
		塗膜浮き・捲れ		樹脂モルタル修正		#NAME?	#NAME?	#NAME?		#NAME?	#NAME?	#NAME?	#NAME?	#NAME?	#NAME?		88.0	1600	#NAME?	3.4	1,600	#NAME?	2.9	#NAME?	#NAME?	19.6	#NAME?	#NAME?	4.5	#NAME?	#NAME?
		パターン調整				#NAME?	#NAME?	#NAME?		#NAME?	#NAME?	#NAME?	#NAME?	#NAME?	#NAME?		1.0	160000	#NAME?	1.0	100,000	#NAME?	1.0	60,000	#NAME?	1.0	60,000	#NAME?	1.0	50,000	#NAME?
								#NAME?				#NAME?			#NAME?			下地補修工事計	#NAME?		計	#NAME?		計	#NAME?		計	#NAME?		計	#NAME?
													#NAME?			#NAME?			#NAME?
	3 石・タイル工事	マーキング調査費		打診調査・資料作成		#NAME?	#NAME?	#NAME?		#NAME?	#NAME?	#NAME?	#NAME?	#NAME?	#NAME?		4155.0	50	#NAME?	1,395.0	#NAME?	#NAME?	2,093.0	#NAME?	#NAME?	1,630.0	#NAME?	#NAME?	858.6	#NAME?	#NAME?
						#NAME?	#NAME?	#NAME?		#NAME?	#NAME?	#NAME?	#NAME?	#NAME?	#NAME?			0					#NAME?			#NAME?			#NAME?
		タイル補修		近似品		#NAME?	#NAME?	#NAME?		#NAME?	#NAME?	#NAME?	#NAME?	#NAME?	#NAME?			0					#NAME?			#NAME?			#NAME?
		割れ欠けぶ貼替		材料費		#NAME?	#NAME?	#NAME?		#NAME?	#NAME?	#NAME?	#NAME?	#NAME?	#NAME?		21.0	25,000	#NAME?	14.0	#NAME?	#NAME?	20.9	#NAME?	#NAME?	8.1	#NAME?	#NAME?	8.5	#NAME?	#NAME?
		浮き部貼替		材料費		#NAME?	#NAME?	#NAME?		#NAME?	#NAME?	#NAME?	#NAME?	#NAME?	#NAME?		21.0	25,000	#NAME?	14.0	#NAME?	#NAME?	20.9	#NAME?	#NAME?	8.2	#NAME?	#NAME?	8.5	#NAME?	#NAME?
		施工費		施工費		#NAME?	#NAME?	#NAME?		#NAME?	#NAME?	#NAME?	#NAME?	#NAME?	#NAME?		42.0	25,000	#NAME?	28.0	#NAME?	#NAME?	41.8	#NAME?	#NAME?	16.3	#NAME?	#NAME?	17.0	#NAME?	#NAME?
						#NAME?	#NAME?	#NAME?		#NAME?	#NAME?	#NAME?	#NAME?	#NAME?	#NAME?					#NAME?			#NAME?			#NAME?			#NAME?
		浮き部エポキシ樹脂注入				#NAME?	#NAME?	#NAME?		#NAME?	#NAME?	#NAME?	#NAME?	#NAME?	#NAME?		124.6	5,300	#NAME?	41.8	#NAME?	#NAME?	62.8	#NAME?	#NAME?	48.9	#NAME?	#NAME?	25.7	#NAME?	#NAME?
								#NAME?				#NAME?			#NAME?			石・タイル工事計	#NAME?		計	#NAME?		計	#NAME?		計	#NAME?		計	#NAME?
													#NAME?			#NAME?			#NAME?
	4 シーリング工事	塗装面打ち継ぎ目地	打替	20*10ポリウレタンノンブリード		#NAME?	#NAME?	#NAME?		#NAME?	#NAME?	#NAME?	#NAME?	#NAME?	#NAME?		115.2	700	#NAME?					64.0	#NAME?	#NAME?		#NAME?	#NAME?
		塗装面伸縮目地	打替	20*10ポリウレタンノンブリード		#NAME?	#NAME?	#NAME?		#NAME?	#NAME?	#NAME?	#NAME?	#NAME?	#NAME?		594.0	700	#NAME?					37.0	#NAME?	#NAME?		#NAME?	#NAME?
		カーテンウォール廻り				#NAME?	#NAME?	#NAME?		#NAME?	#NAME?	#NAME?	#NAME?	#NAME?	#NAME?					1,492.0	650	#NAME?
		アルミパネル廻り				#NAME?	#NAME?	#NAME?		#NAME?	#NAME?	#NAME?	#NAME?	#NAME?	#NAME?
		アルミパネル目地		20*10変性シリコン		#NAME?	#NAME?	#NAME?		#NAME?	#NAME?	#NAME?	#NAME?	#NAME?	#NAME?					227.0	700	#NAME?	386.0	700	#NAME?	176.0	700	#NAME?	115.2	700	#NAME?
		タイル面打ち継ぎ目地	打替	20*10変性シリコン		#NAME?	#NAME?	#NAME?		#NAME?	#NAME?	#NAME?	#NAME?	#NAME?	#NAME?		522.0	700	#NAME?	207.0	#NAME?	#NAME?	236.0	#NAME?	#NAME?	568.4	#NAME?	#NAME?	227.4	#NAME?	#NAME?
		タイル面伸縮目地	打替	20*10変性シリコン		#NAME?	#NAME?	#NAME?		#NAME?	#NAME?	#NAME?	#NAME?	#NAME?	#NAME?		944.0	700	#NAME?	132.0	#NAME?	#NAME?	378.5	#NAME?	#NAME?	96.0	#NAME?	#NAME?	28.0	#NAME?	#NAME?
		タイル面取り合い部目地	打替	20*10ポリウレタンノンブリード		#NAME?	#NAME?	#NAME?		#NAME?	#NAME?	#NAME?	#NAME?	#NAME?	#NAME?		384.0	630	#NAME?	48.0	#NAME?	#NAME?	101.0	#NAME?	#NAME?	93.3	#NAME?	#NAME?	18.0	#NAME?	#NAME?
		AL建具廻り	打替	20*10変性シリコン		#NAME?	#NAME?	#NAME?		#NAME?	#NAME?	#NAME?	#NAME?	#NAME?	#NAME?		2166.4	630	#NAME?	378.0	#NAME?	#NAME?	244.9	#NAME?	#NAME?	336.0	#NAME?	#NAME?	468.2	#NAME?	#NAME?
		鋼製建具廻り	打替	20*10変性シリコン		#NAME?	#NAME?	#NAME?		#NAME?	#NAME?	#NAME?	#NAME?	#NAME?	#NAME?		1184.2	630	#NAME?	123.0	#NAME?	#NAME?	34.5	#NAME?	#NAME?	215.2	#NAME?	#NAME?	198.2	#NAME?	#NAME?
		EXP.J廻り	打替	20*10ポリウレタンノンブリード		#NAME?	#NAME?	#NAME?		#NAME?	#NAME?	#NAME?	#NAME?	#NAME?	#NAME?		264.0	700	#NAME?	48.0	#NAME?	#NAME?				11.0	#NAME?	#NAME?		#NAME?	#NAME?
		手すり根元廻り				#NAME?	#NAME?	#NAME?		#NAME?	#NAME?	#NAME?	#NAME?	#NAME?	#NAME?		1512.0	300	#NAME?	42.0	#NAME?	#NAME?				425.0	#NAME?	#NAME?	30.0	#NAME?	#NAME?
		喚起フード周囲		三角シーリング		#NAME?	#NAME?	#NAME?		#NAME?	#NAME?	#NAME?	#NAME?	#NAME?	#NAME?					1.0	15,000	#NAME?	1.0	15,000	#NAME?				1.0	15,000	#NAME?
		ベンドキャップ周囲				#NAME?	#NAME?	#NAME?		#NAME?	#NAME?	#NAME?	#NAME?	#NAME?	#NAME?		190.0	450	#NAME?			#NAME?				60.0	#NAME?	#NAME?		#NAME?	#NAME?
		避難ハッチ廻り				#NAME?	#NAME?	#NAME?		#NAME?	#NAME?	#NAME?	#NAME?	#NAME?	#NAME?		3.0	2,200	#NAME?					5.0	#NAME?	#NAME?	2.0	#NAME?	#NAME?
		竪樋支持金物廻り				#NAME?	#NAME?	#NAME?		#NAME?	#NAME?	#NAME?	#NAME?	#NAME?	#NAME?		575.0	250	#NAME?	82.0	#NAME?	#NAME?	54.0	#NAME?	#NAME?	210.0	#NAME?	#NAME?	120.0	#NAME?	#NAME?
		その他シーリング				#NAME?	#NAME?	#NAME?		#NAME?	#NAME?	#NAME?	#NAME?	#NAME?	#NAME?		1.0	100,000	#NAME?	1.0	20,000	#NAME?	1.0	20,000	#NAME?	1.0	#NAME?	#NAME?	1.0	40,000	#NAME?
								#NAME?				#NAME?			#NAME?			シーリング工事計	#NAME?		計	#NAME?		計	#NAME?		計	#NAME?		計	#NAME?
													#NAME?			#NAME?			#NAME?			#NAME?
	5 塗装工事	a.外壁塗装						#NAME?				#NAME?					#NAME?			#NAME?			#NAME?			#NAME?
		バルコニー面		関西ペイント アキレスホルダーGⅡ コスモシリコン2回塗り		#NAME?	#NAME?	#NAME?		#NAME?	#NAME?	#NAME?	#NAME?	#NAME?	#NAME?		3083.0	980	#NAME?	186.0	#NAME?	#NAME?				168.0	#NAME?	#NAME?		#NAME?	#NAME?
		バルコニー面手摺壁		関西ペイント アキレスホルダーGⅡ コスモシリコン2回塗り		#NAME?	#NAME?	#NAME?		#NAME?	#NAME?	#NAME?	#NAME?	#NAME?	#NAME?		648.0	980	#NAME?					164.9	#NAME?	#NAME?	15.5	#NAME?	#NAME?
		廊下面		関西ペイント アキレスホルダーGⅡ コスモシリコン2回塗り		#NAME?	#NAME?	#NAME?		#NAME?	#NAME?	#NAME?	#NAME?	#NAME?	#NAME?		1247.8	980	#NAME?					678.5	#NAME?	#NAME?	132.5	#NAME?	#NAME?
		廊下手摺壁		関西ペイント アキレスホルダーGⅡ コスモシリコン2回塗り		#NAME?	#NAME?	#NAME?		#NAME?	#NAME?	#NAME?	#NAME?	#NAME?	#NAME?		660.0	980	#NAME?					219.0	#NAME?	#NAME?		#NAME?	#NAME?
		階段壁・支持壁		関西ペイント アキレスホルダーGⅡ コスモシリコン2回塗り		#NAME?	#NAME?	#NAME?		#NAME?	#NAME?	#NAME?	#NAME?	#NAME?	#NAME?		713.0	980	#NAME?					#NAME?	#NAME?	163.2	#NAME?	#NAME?
		吹抜け梁型		関西ペイント アキレスホルダーGⅡ コスモシリコン2回塗り		#NAME?	#NAME?	#NAME?		#NAME?	#NAME?	#NAME?	#NAME?	#NAME?	#NAME?		99.0	980	#NAME?					54.5	#NAME?	#NAME?		#NAME?	#NAME?
		吹抜け梁天端（塗装面）		関西ペイント アキレスホルダーGⅡ コスモシリコン2回塗り		#NAME?	#NAME?	#NAME?		#NAME?	#NAME?	#NAME?	#NAME?	#NAME?	#NAME?		22.5	1,100	#NAME?					5.3	#NAME?	#NAME?		#NAME?	#NAME?
		吹抜け梁天端（タイル面）		RCガーデックス		#NAME?	#NAME?	#NAME?		#NAME?	#NAME?	#NAME?	#NAME?	#NAME?	#NAME?		21.2	2,200	#NAME?	16.0	#NAME?	#NAME?	16.8	#NAME?	#NAME?	9.5	#NAME?	#NAME?		#NAME?	#NAME?
		ジョリパット面		アイカ ジョリパットシーラー他		#NAME?	#NAME?	#NAME?		#NAME?	#NAME?	#NAME?	#NAME?	#NAME?	#NAME?					49.0	2,000	#NAME?
		モルタル巾木		シリコンガード		#NAME?	#NAME?	#NAME?		#NAME?	#NAME?	#NAME?	#NAME?	#NAME?	#NAME?					1.0	35,000	#NAME?
		テラス面	フィットネス	関西ペイント アキレスホルダーGⅡ コスモシリコン2回塗り		#NAME?	#NAME?	#NAME?		#NAME?	#NAME?	#NAME?	#NAME?	#NAME?	#NAME?					#NAME?		240.0	980	#NAME?		#NAME?			#NAME?	#NAME?
						#NAME?	#NAME?	#NAME?		#NAME?	#NAME?	#NAME?	#NAME?	#NAME?	#NAME?
		共用部廊下天井		関西ペイント アレスセラマイルド2回塗り		#NAME?	#NAME?	#NAME?		#NAME?	#NAME?	#NAME?	#NAME?	#NAME?	#NAME?		1198.0	650	#NAME?					251.9	#NAME?	#NAME?	87.3	#NAME?	#NAME?
		バルコニー天井・上裏		関西ペイント アレスセラマイルド2回塗り		#NAME?	#NAME?	#NAME?		#NAME?	#NAME?	#NAME?	#NAME?	#NAME?	#NAME?		710.0	650	#NAME?	108.0	#NAME?	#NAME?	32.0	#NAME?	#NAME?	210.0	#NAME?	#NAME?	20.0	#NAME?	#NAME?
		ピロティ天井		関西ペイント アレスセラマイルド2回塗り		#NAME?	#NAME?	#NAME?		#NAME?	#NAME?	#NAME?	#NAME?	#NAME?	#NAME?					27.0	650	#NAME?
		庇上裏		関西ペイント アレスセラマイルド2回塗り		#NAME?	#NAME?	#NAME?		#NAME?	#NAME?	#NAME?	#NAME?	#NAME?	#NAME?		192.6	650	#NAME?					42.0	#NAME?	#NAME?		#NAME?	#NAME?
		階段上裏		関西ペイント アレスセラマイルド2回塗り		#NAME?	#NAME?	#NAME?		#NAME?	#NAME?	#NAME?	#NAME?	#NAME?	#NAME?		225.0	650	#NAME?					103.0	#NAME?	#NAME?	33.4	#NAME?	#NAME?
		照明器具及び各戸表札の脱着費				#NAME?	#NAME?	#NAME?		#NAME?	#NAME?	#NAME?	#NAME?	#NAME?	#NAME?			0			#NAME?			#NAME?			#NAME?	#NAME?		#NAME?	#NAME?
		外壁タイル		艶塗装 ファイングラシィSi		#NAME?	#NAME?	#NAME?		#NAME?	#NAME?	#NAME?	#NAME?	#NAME?	#NAME?		4155.0	930	#NAME?	1,395.0	#NAME?	#NAME?	2,093.0	#NAME?	#NAME?	2,410.0	#NAME?	#NAME?		#NAME?	#NAME?
								#NAME?				#NAME?			#NAME?			外壁塗装工事計	#NAME?		計	#NAME?		計	#NAME?		計	#NAME?		計	#NAME?
													#NAME?			#NAME?			#NAME?			#NAME?
		b.鉄部塗装								#NAME?	#NAME?	#NAME?	#NAME?	#NAME?	#NAME?					#NAME?			#NAME?			#NAME?			#NAME?
		玄関ドア（枠・見え掛り部）		850*1930	ヶ所	62.0				#NAME?	#NAME?	#NAME?	#NAME?	#NAME?	#NAME?					#NAME?			#NAME?			#NAME?			#NAME?
		MB扉（両面・枠共）		750*1890		34.0				#NAME?	#NAME?	#NAME?	#NAME?	#NAME?	#NAME?					#NAME?			#NAME?			#NAME?			#NAME?
		〃		900*1890		3.0				#NAME?	#NAME?	#NAME?	#NAME?	#NAME?	#NAME?					#NAME?			#NAME?			#NAME?			#NAME?
		〃		1200*1890 観音開き		10.0				#NAME?	#NAME?	#NAME?	#NAME?	#NAME?	#NAME?					#NAME?			#NAME?			#NAME?			#NAME?
		〃		1480*1890 観音開き		17.0				#NAME?	#NAME?	#NAME?	#NAME?	#NAME?	#NAME?					#NAME?			#NAME?			#NAME?			#NAME?
		トランク扉（両面・枠共）		780*1880		20.0				#NAME?	#NAME?	#NAME?	#NAME?	#NAME?	#NAME?					#NAME?			#NAME?			#NAME?			#NAME?
		〃		1550*1920 観音開き		60.0				#NAME?	#NAME?	#NAME?	#NAME?	#NAME?	#NAME?					#NAME?			#NAME?			#NAME?			#NAME?
		〃		1500*1920 観音開き		2.0				#NAME?	#NAME?	#NAME?	#NAME?	#NAME?	#NAME?					#NAME?			#NAME?			#NAME?			#NAME?
		門扉（両面）		1050*1100		62.0				#NAME?	#NAME?	#NAME?	#NAME?	#NAME?	#NAME?					#NAME?			#NAME?			#NAME?			#NAME?
		ゲート（門扉上）				62.0				#NAME?	#NAME?	#NAME?	#NAME?	#NAME?	#NAME?					#NAME?			#NAME?			#NAME?			#NAME?
		ポーチ内格子（両面）		1200*1800		48.0				#NAME?	#NAME?	#NAME?	#NAME?	#NAME?	#NAME?					#NAME?			#NAME?			#NAME?			#NAME?
		〃		800*1800		12.0				#NAME?	#NAME?	#NAME?	#NAME?	#NAME?	#NAME?					#NAME?			#NAME?			#NAME?			#NAME?
		EPS扉（両面・枠共）		700*1900		16.0				#NAME?	#NAME?	#NAME?	#NAME?	#NAME?	#NAME?					#NAME?			#NAME?			#NAME?			#NAME?
		放水口扉		500*800		10.0				#NAME?	#NAME?	#NAME?	#NAME?	#NAME?	#NAME?					#NAME?			#NAME?			#NAME?			#NAME?
		消火栓扉		900*1400		5.0				#NAME?	#NAME?	#NAME?	#NAME?	#NAME?	#NAME?					#NAME?			#NAME?			#NAME?			#NAME?
		集会室 MB扉		400*300*200 150*800*100		1.0				#NAME?	#NAME?	#NAME?	#NAME?	#NAME?	#NAME?					#NAME?			#NAME?			#NAME?			#NAME?
		テラスベンチ		1500*400*400		4.0				#NAME?	#NAME?	#NAME?	#NAME?	#NAME?	#NAME?					#NAME?			#NAME?			#NAME?			#NAME?
		4階 廊下 ポール		170Φ H2690		4.0				#NAME?	#NAME?	#NAME?	#NAME?	#NAME?	#NAME?					#NAME?			#NAME?			#NAME?			#NAME?
		13階 階段A扉（両面・枠共）		1270*2100		1.0				#NAME?	#NAME?	#NAME?	#NAME?	#NAME?	#NAME?					#NAME?			#NAME?			#NAME?			#NAME?
		屋上 EV機械室扉（両面・枠共）		950*2200		1.0				#NAME?	#NAME?	#NAME?	#NAME?	#NAME?	#NAME?					#NAME?			#NAME?			#NAME?			#NAME?
		屋上 機械室扉（両面・枠共）		900*1800		1.0				#NAME?	#NAME?	#NAME?	#NAME?	#NAME?	#NAME?					#NAME?			#NAME?			#NAME?			#NAME?
		屋上 MB		420*400*200		1.0				#NAME?	#NAME?	#NAME?	#NAME?	#NAME?	#NAME?					#NAME?			#NAME?			#NAME?			#NAME?
		エントランス メールボックス室 扉		950*2150		1.0				#NAME?	#NAME?	#NAME?	#NAME?	#NAME?	#NAME?					#NAME?			#NAME?			#NAME?			#NAME?
		1階駐輪場 入口扉（ガラス入り）		980*2150		1.0				#NAME?	#NAME?	#NAME?	#NAME?	#NAME?	#NAME?					#NAME?			#NAME?			#NAME?			#NAME?
		1階駐輪場 防火扉		2300*2150		1.0				#NAME?	#NAME?	#NAME?	#NAME?	#NAME?	#NAME?					#NAME?			#NAME?			#NAME?			#NAME?
		1階駐輪場 EPS扉		680*1800		1.0				#NAME?	#NAME?	#NAME?	#NAME?	#NAME?	#NAME?					#NAME?			#NAME?			#NAME?			#NAME?
		1階駐輪場 MDF扉		960*2150		1.0				#NAME?	#NAME?	#NAME?	#NAME?	#NAME?	#NAME?					#NAME?			#NAME?			#NAME?			#NAME?
		1階管理人室 扉（ガラス入り）		2650*2600		1.0				#NAME?	#NAME?	#NAME?	#NAME?	#NAME?	#NAME?					#NAME?			#NAME?			#NAME?			#NAME?
		1階A階段 ポンプ室 扉		980*2150		1.0				#NAME?	#NAME?	#NAME?	#NAME?	#NAME?	#NAME?					#NAME?			#NAME?			#NAME?			#NAME?
		1階EV 枠+防火扉		1850*2150		2.0				#NAME?	#NAME?	#NAME?	#NAME?	#NAME?	#NAME?					#NAME?			#NAME?			#NAME?			#NAME?
		シャッター								#NAME?	#NAME?	#NAME?	#NAME?	#NAME?	#NAME?
										#NAME?	#NAME?	#NAME?	#NAME?	#NAME?	#NAME?					#NAME?			#NAME?			#NAME?			#NAME?
		避雷針		アルミニウムペイント		#NAME?	#NAME?	#NAME?		#NAME?	#NAME?	#NAME?	#NAME?	#NAME?	#NAME?		2.0	7,000	#NAME?					1.0	#NAME?	#NAME?		#NAME?
		ソーラーパネル架台タッチアップ塗装				#NAME?	#NAME?	#NAME?		#NAME?	#NAME?	#NAME?	#NAME?	#NAME?	#NAME?		1.0	100,000	#NAME?					#NAME?	#NAME?		#NAME?
		金属屋根		スーパーシリコン塗装		#NAME?	#NAME?	#NAME?		#NAME?	#NAME?	#NAME?	#NAME?	#NAME?	#NAME?		259.0	1,300	#NAME?				585.0	1,200	#NAME?	288.0	#NAME?	#NAME?		#NAME?
		渡り廊下パンチングメタル				#NAME?	#NAME?	#NAME?		#NAME?	#NAME?	#NAME?	#NAME?	#NAME?	#NAME?		230.0	1,100	#NAME?					#NAME?	#NAME?		#NAME?
		渡り廊下ダウンライト				#NAME?	#NAME?	#NAME?		#NAME?	#NAME?	#NAME?	#NAME?	#NAME?	#NAME?		16.0	600	#NAME?					#NAME?	#NAME?		#NAME?
		室外機置場パンチングメタル				#NAME?	#NAME?	#NAME?		#NAME?	#NAME?	#NAME?	#NAME?	#NAME?	#NAME?		107.6	1,100	#NAME?					#NAME?	#NAME?		#NAME?
		スロープ庇		西棟		#NAME?	#NAME?	#NAME?		#NAME?	#NAME?	#NAME?	#NAME?	#NAME?	#NAME?					1.0	50,000	#NAME?
		バルコニー隔て板				#NAME?	#NAME?	#NAME?		#NAME?	#NAME?	#NAME?	#NAME?	#NAME?	#NAME?		46.0	5,300	#NAME?					15.0	#NAME?	#NAME?		#NAME?
		1階店舗庇 スパンドレル		洗い工事に計上		#NAME?	#NAME?	#NAME?		#NAME?	#NAME?	#NAME?	#NAME?	#NAME?	#NAME?
		店舗上部 庇パネル・ガラリ格子		洗い工事に計上		#NAME?	#NAME?	#NAME?		#NAME?	#NAME?	#NAME?	#NAME?	#NAME?	#NAME?
		庇全面（オレンジ部）		シリコントップ		#NAME?	#NAME?	#NAME?		#NAME?	#NAME?	#NAME?	#NAME?	#NAME?	#NAME?					184.0	1,200	#NAME?	84.0	1,200	#NAME?
		「ウェルブ」看板		洗い工事に計上		#NAME?	#NAME?	#NAME?		#NAME?	#NAME?	#NAME?	#NAME?	#NAME?	#NAME?
		ピロティ部分 柱及び梁の鋼製部分		洗い工事に計上		#NAME?	#NAME?	#NAME?		#NAME?	#NAME?	#NAME?	#NAME?	#NAME?	#NAME?
		樋				#NAME?	#NAME?	#NAME?		#NAME?	#NAME?	#NAME?	#NAME?	#NAME?	#NAME?		690.0	550	#NAME?	96.0	#NAME?	#NAME?	66.0	#NAME?	#NAME?	240.0	#NAME?	#NAME?	144.0	#NAME?	#NAME?
		照明器具				#NAME?	#NAME?	#NAME?		#NAME?	#NAME?	#NAME?	#NAME?	#NAME?	#NAME?					1.0	10,000	#NAME?
		エントランス庇支柱				#NAME?	#NAME?	#NAME?		#NAME?	#NAME?	#NAME?	#NAME?	#NAME?	#NAME?					1.0	30,000	#NAME?
		雑塗装		各種支持金物等		#NAME?	#NAME?	#NAME?		#NAME?	#NAME?	#NAME?	#NAME?	#NAME?	#NAME?		1.0	200,000	#NAME?	1.0	80,000	#NAME?	1.0	80,000	#NAME?	1.0	100,000	#NAME?	1.0	100,000	#NAME?
		養生による塗膜剥がれ		タッチアップ		#NAME?	#NAME?	#NAME?		#NAME?	#NAME?	#NAME?	#NAME?	#NAME?	#NAME?		1.0	200,000	#NAME?	1.0	50,000	#NAME?	1.0	50,000	#NAME?	1.0	100,000	#NAME?	1.0	50,000	#NAME?
								#NAME?				#NAME?			#NAME?			鉄部塗装工事計	#NAME?		計	#NAME?		計	#NAME?		計	#NAME?		計	#NAME?
	6 防水工事	【塔屋】		ウレタン塗膜防水 通気緩衝工法		#NAME?	#NAME?	#NAME?				#NAME?	#NAME?	#NAME?	#NAME?					#NAME?			#NAME?			#NAME?			#NAME?
		既設防水面ケレン・清掃・高圧洗浄				#NAME?	#NAME?	#NAME?		#NAME?	#NAME?	#NAME?	#NAME?	#NAME?	#NAME?		15.2	50	#NAME?					#NAME?			#NAME?			#NAME?
		既設立上り防水層撤去・仮防水		押え金物含む		#NAME?	#NAME?	#NAME?		#NAME?	#NAME?	#NAME?	#NAME?	#NAME?	#NAME?		15.2	2,500	#NAME?					#NAME?			#NAME?			#NAME?
		下地処理		伸縮目地含む		#NAME?	#NAME?	#NAME?		#NAME?	#NAME?	#NAME?	#NAME?	#NAME?	#NAME?		15.2	500	#NAME?					#NAME?			#NAME?			#NAME?
		平場部防水		田島ルーフィング OSTW-3S		#NAME?	#NAME?	#NAME?		#NAME?	#NAME?	#NAME?	#NAME?	#NAME?	#NAME?		10.8	4,300	#NAME?					#NAME?			#NAME?			#NAME?
		立上り		H300		#NAME?	#NAME?	#NAME?		#NAME?	#NAME?	#NAME?	#NAME?	#NAME?	#NAME?		4.4	4,300	#NAME?					#NAME?			#NAME?			#NAME?
		立上り 押え金物		アルミ製		#NAME?	#NAME?	#NAME?		#NAME?	#NAME?	#NAME?	#NAME?	#NAME?	#NAME?		14.8	1,500	#NAME?					#NAME?			#NAME?			#NAME?
		同上廻り シーリング				#NAME?	#NAME?	#NAME?		#NAME?	#NAME?	#NAME?	#NAME?	#NAME?	#NAME?		14.8	300	#NAME?					#NAME?			#NAME?			#NAME?
		改修用ドレン				#NAME?	#NAME?	#NAME?		#NAME?	#NAME?	#NAME?	#NAME?	#NAME?	#NAME?		1.0	12,000	#NAME?					#NAME?			#NAME?			#NAME?
		脱気筒				#NAME?	#NAME?	#NAME?		#NAME?	#NAME?	#NAME?	#NAME?	#NAME?	#NAME?		1.0	8,000	#NAME?					#NAME?			#NAME?			#NAME?
						#NAME?	#NAME?	#NAME?		#NAME?	#NAME?	#NAME?	#NAME?	#NAME?	#NAME?			小計	#NAME?		#NAME?			#NAME?			#NAME?			#NAME?
		【屋上】		ウレタン塗膜防水 通気緩衝工法		#NAME?	#NAME?	#NAME?		#NAME?	#NAME?	#NAME?	#NAME?	#NAME?	#NAME?					#NAME?			#NAME?			#NAME?			#NAME?
		既設防水面ケレン・清掃・高圧洗浄				#NAME?	#NAME?	#NAME?		#NAME?	#NAME?	#NAME?	#NAME?	#NAME?	#NAME?		460.5	50	#NAME?	49.8	#NAME?	#NAME?	161.2	#NAME?	#NAME?	215.1	#NAME?	#NAME?	12.1	#NAME?	#NAME?
		既設立上り防水層撤去・仮防水		押え金物含む		#NAME?	#NAME?	#NAME?		#NAME?	#NAME?	#NAME?	#NAME?	#NAME?	#NAME?		460.5	2,500	#NAME?	49.8	#NAME?	#NAME?	161.2	#NAME?	#NAME?	48.3	#NAME?	#NAME?	12.1	#NAME?	#NAME?
		下地処理		伸縮目地含む		#NAME?	#NAME?	#NAME?		#NAME?	#NAME?	#NAME?	#NAME?	#NAME?	#NAME?		460.5	500	#NAME?	49.8	#NAME?	#NAME?	161.2	#NAME?	#NAME?	215.1	#NAME?	#NAME?	12.1	#NAME?	#NAME?
		平場部防水		田島ルーフィング OSTW-3S		#NAME?	#NAME?	#NAME?		#NAME?	#NAME?	#NAME?	#NAME?	#NAME?	#NAME?		381.0	4,300	#NAME?	42.0	#NAME?	#NAME?	136.0	#NAME?	#NAME?	166.8	#NAME?	#NAME?	8.6	#NAME?	#NAME?
		立上り		H300		#NAME?	#NAME?	#NAME?		#NAME?	#NAME?	#NAME?	#NAME?	#NAME?	#NAME?		79.5	4,300	#NAME?	7.8	#NAME?	#NAME?	25.2	#NAME?	#NAME?	48.3	#NAME?	#NAME?	3.5	#NAME?	#NAME?
		立上り 押え金物		アルミ製		#NAME?	#NAME?	#NAME?		#NAME?	#NAME?	#NAME?	#NAME?	#NAME?	#NAME?		265.0	1,500	#NAME?	26.0	#NAME?	#NAME?	84.0	#NAME?	#NAME?	162.9	#NAME?	#NAME?	11.8	#NAME?	#NAME?
		同上廻り シーリング				#NAME?	#NAME?	#NAME?		#NAME?	#NAME?	#NAME?	#NAME?	#NAME?	#NAME?		265.0	300	#NAME?	26.0	#NAME?	#NAME?	84.0	#NAME?	#NAME?	162.9	#NAME?	#NAME?	11.8	#NAME?	#NAME?
		改修用ドレン				#NAME?	#NAME?	#NAME?		#NAME?	#NAME?	#NAME?	#NAME?	#NAME?	#NAME?		11.0	12,000	#NAME?	1.0	#NAME?	#NAME?	3.0	#NAME?	#NAME?	7.0	#NAME?	#NAME?	1.0	#NAME?	#NAME?
		脱気筒				#NAME?	#NAME?	#NAME?		#NAME?	#NAME?	#NAME?	#NAME?	#NAME?	#NAME?		4.0	8,000	#NAME?	1.0	#NAME?	#NAME?	3.0	#NAME?	#NAME?	3.0	#NAME?	#NAME?	1.0	#NAME?	#NAME?
						#NAME?	#NAME?	#NAME?		#NAME?	#NAME?	#NAME?	#NAME?	#NAME?	#NAME?			小計	#NAME?		小計	#NAME?		小計	#NAME?		小計	#NAME?		小計	#NAME?
		【ルーフ・バルコニー・テラス】		ウレタン塗膜防水 通気緩衝工法		#NAME?	#NAME?	#NAME?		#NAME?	#NAME?	#NAME?	#NAME?	#NAME?	#NAME?					#NAME?			#NAME?			#NAME?			#NAME?
		既設防水面ケレン・清掃・高圧洗浄				#NAME?	#NAME?	#NAME?		#NAME?	#NAME?	#NAME?	#NAME?	#NAME?	#NAME?		240.3	50	#NAME?	114.9	#NAME?	#NAME?	50.2	#NAME?	#NAME?		#NAME?	#NAME?	90.0	#NAME?	#NAME?
		既設立上り防水層撤去・仮防水		押え金物含む		#NAME?	#NAME?	#NAME?		#NAME?	#NAME?	#NAME?	#NAME?	#NAME?	#NAME?		240.3	2,500	#NAME?	114.9	#NAME?	#NAME?	50.2	#NAME?	#NAME?		#NAME?	#NAME?	90.0	#NAME?	#NAME?
		下地処理		伸縮目地含む		#NAME?	#NAME?	#NAME?		#NAME?	#NAME?	#NAME?	#NAME?	#NAME?	#NAME?		240.3	500	#NAME?	114.9	#NAME?	#NAME?	50.2	#NAME?	#NAME?		#NAME?	#NAME?	90.0	#NAME?	#NAME?
		平場部防水		田島ルーフィング OSTW-3S		#NAME?	#NAME?	#NAME?		#NAME?	#NAME?	#NAME?	#NAME?	#NAME?	#NAME?		186.0	4,300	#NAME?	97.5	#NAME?	#NAME?	35.2	#NAME?	#NAME?		#NAME?	#NAME?	73.5	#NAME?	#NAME?
		立上り		H300		#NAME?	#NAME?	#NAME?		#NAME?	#NAME?	#NAME?	#NAME?	#NAME?	#NAME?		54.3	4,300	#NAME?	17.4	#NAME?	#NAME?	15.0	#NAME?	#NAME?		#NAME?	#NAME?	16.5	#NAME?	#NAME?
		立上り 押え金物		アルミ製		#NAME?	#NAME?	#NAME?		#NAME?	#NAME?	#NAME?	#NAME?	#NAME?	#NAME?		181.0	1,500	#NAME?	58.0	#NAME?	#NAME?	50.0	#NAME?	#NAME?		#NAME?	#NAME?	55.0	#NAME?	#NAME?
		同上廻り シーリング				#NAME?	#NAME?	#NAME?		#NAME?	#NAME?	#NAME?	#NAME?	#NAME?	#NAME?		181.0	300	#NAME?	58.0	#NAME?	#NAME?	50.0	#NAME?	#NAME?		#NAME?	#NAME?	55.0	#NAME?	#NAME?
		改修用ドレン				#NAME?	#NAME?	#NAME?		#NAME?	#NAME?	#NAME?	#NAME?	#NAME?	#NAME?		11.0	12,000	#NAME?	2.0	#NAME?	#NAME?	3.0	#NAME?	#NAME?		#NAME?	#NAME?	3.0	#NAME?	#NAME?
		脱気筒				#NAME?	#NAME?	#NAME?		#NAME?	#NAME?	#NAME?	#NAME?	#NAME?	#NAME?		8.0	8,000	#NAME?	2.0	#NAME?	#NAME?	2.0	#NAME?	#NAME?		#NAME?	#NAME?	2.0	#NAME?	#NAME?
		フェンス基礎		西棟		#NAME?	#NAME?	#NAME?		#NAME?	#NAME?	#NAME?	#NAME?	#NAME?	#NAME?					1.0	30,000	#NAME?
						#NAME?	#NAME?	#NAME?		#NAME?	#NAME?	#NAME?	#NAME?	#NAME?	#NAME?			小計	#NAME?		小計	#NAME?		小計	#NAME?		小計	#NAME?		小計	#NAME?
		【パラペット天端・鳩小屋】		ウレタン塗膜防水		#NAME?	#NAME?	#NAME?		#NAME?	#NAME?	#NAME?	#NAME?	#NAME?	#NAME?					#NAME?			#NAME?			#NAME?			#NAME?
		既設防水面ケレン・清掃・高圧洗浄				#NAME?	#NAME?	#NAME?		#NAME?	#NAME?	#NAME?	#NAME?	#NAME?	#NAME?		203.0	50	#NAME?	78.3	#NAME?	#NAME?	40.0	#NAME?	#NAME?	95.2	#NAME?	#NAME?	39.0	#NAME?	#NAME?
		下地処理				#NAME?	#NAME?	#NAME?		#NAME?	#NAME?	#NAME?	#NAME?	#NAME?	#NAME?		203.0	250	#NAME?	78.3	#NAME?	#NAME?	40.0	#NAME?	#NAME?	95.2	#NAME?	#NAME?	39.0	#NAME?	#NAME?
		パラペット天端		田島ルーフィング OSTL-6VA		#NAME?	#NAME?	#NAME?		#NAME?	#NAME?	#NAME?	#NAME?	#NAME?	#NAME?		203.0	2,400	#NAME?	78.3	#NAME?	#NAME?	40.0	#NAME?	#NAME?	95.2	#NAME?	#NAME?	39.0	#NAME?	#NAME?
		ドレン				#NAME?	#NAME?	#NAME?		#NAME?	#NAME?	#NAME?	#NAME?	#NAME?	#NAME?					8.0	500	#NAME?			#NAME?
						#NAME?	#NAME?	#NAME?		#NAME?	#NAME?	#NAME?	#NAME?	#NAME?	#NAME?			小計	#NAME?		小計	#NAME?		小計	#NAME?		小計	#NAME?		小計	#NAME?
						#NAME?	#NAME?	#NAME?		#NAME?	#NAME?	#NAME?	#NAME?	#NAME?	#NAME?
		【大庇】				#NAME?	#NAME?	#NAME?		#NAME?	#NAME?	#NAME?	#NAME?	#NAME?	#NAME?					#NAME?			#NAME?			#NAME?			#NAME?
		既設防水面ケレン・清掃・高圧洗浄				#NAME?	#NAME?	#NAME?		#NAME?	#NAME?	#NAME?	#NAME?	#NAME?	#NAME?		178.0	50	#NAME?				23.0	#NAME?	#NAME?	97.4	#NAME?	#NAME?		#NAME?	#NAME?
		下地処理				#NAME?	#NAME?	#NAME?		#NAME?	#NAME?	#NAME?	#NAME?	#NAME?	#NAME?		178.0	250	#NAME?				23.0	#NAME?	#NAME?	97.4	#NAME?	#NAME?		#NAME?	#NAME?
		平場・立上り		田島ルーフィング OSTL-6VA		#NAME?	#NAME?	#NAME?		#NAME?	#NAME?	#NAME?	#NAME?	#NAME?	#NAME?		178.0	2,400	#NAME?				23.0	#NAME?	#NAME?	97.4	#NAME?	#NAME?		#NAME?	#NAME?
		ドレン				#NAME?	#NAME?	#NAME?		#NAME?	#NAME?	#NAME?	#NAME?	#NAME?	#NAME?		15.0	500	#NAME?				2.0	#NAME?	#NAME?	11.0	#NAME?	#NAME?		#NAME?	#NAME?
						#NAME?	#NAME?	#NAME?					#NAME?	#NAME?	#NAME?			小計	#NAME?			#NAME?		小計	#NAME?		小計	#NAME?		小計	#NAME?
		【小庇】		ウレタン塗膜防水		#NAME?	#NAME?	#NAME?		#NAME?	#NAME?	#NAME?	#NAME?	#NAME?	#NAME?					#NAME?			#NAME?			#NAME?			#NAME?
		既設防水面ケレン・清掃・高圧洗浄				#NAME?	#NAME?	#NAME?		#NAME?	#NAME?	#NAME?	#NAME?	#NAME?	#NAME?		36.0	50	#NAME?					#NAME?			#NAME?			#NAME?
		下地処理				#NAME?	#NAME?	#NAME?		#NAME?	#NAME?	#NAME?	#NAME?	#NAME?	#NAME?		36.0	250	#NAME?					#NAME?			#NAME?			#NAME?
		平場・立上り		田島ルーフィング OSTL-6VA		#NAME?	#NAME?	#NAME?		#NAME?	#NAME?	#NAME?	#NAME?	#NAME?	#NAME?		36.0	2,400	#NAME?					#NAME?			#NAME?			#NAME?
						#NAME?	#NAME?	#NAME?		#NAME?	#NAME?	#NAME?	#NAME?	#NAME?	#NAME?			計	#NAME?					#NAME?			#NAME?			#NAME?
		【バルコニー】		ウレタン塗膜防水		#NAME?	#NAME?	#NAME?		#NAME?	#NAME?	#NAME?	#NAME?	#NAME?	#NAME?					#NAME?			#NAME?			#NAME?
		ケレン・清掃				#NAME?	#NAME?	#NAME?		#NAME?	#NAME?	#NAME?	#NAME?	#NAME?	#NAME?		1817.6	20	#NAME?					#NAME?		546.4	#NAME?	#NAME?	11.0	50	#NAME?
		下地処理				#NAME?	#NAME?	#NAME?		#NAME?	#NAME?	#NAME?	#NAME?	#NAME?	#NAME?		1817.6	30	#NAME?					#NAME?		546.4	#NAME?	#NAME?	11.0	250	#NAME?
		平場		西棟避難バルコニー		#NAME?	#NAME?	#NAME?		#NAME?	#NAME?	#NAME?	#NAME?	#NAME?	#NAME?					8.4	2,400	#NAME?
		溝		田島ルーフィングOSTL-6VA		#NAME?	#NAME?	#NAME?		#NAME?	#NAME?	#NAME?	#NAME?	#NAME?	#NAME?		568.0	830	#NAME?					#NAME?		190.9	#NAME?	#NAME?	8.5	#NAME?	#NAME?
		立上り		田島ルーフィングOSTL-6VA		#NAME?	#NAME?	#NAME?		#NAME?	#NAME?	#NAME?	#NAME?	#NAME?	#NAME?		1249.6	830	#NAME?					#NAME?		355.5	#NAME?	#NAME?	17.0	#NAME?	#NAME?
		ドレン		タールエポ塗装		#NAME?	#NAME?	#NAME?		#NAME?	#NAME?	#NAME?	#NAME?	#NAME?	#NAME?		98.0	500	#NAME?					#NAME?		35.0	#NAME?	#NAME?	2.0	#NAME?	#NAME?
						#NAME?	#NAME?	#NAME?		#NAME?	#NAME?	#NAME?	#NAME?	#NAME?	#NAME?			小計	#NAME?		小計	#NAME?		小計	#NAME?		小計	#NAME?		小計	#NAME?
						#NAME?	#NAME?	#NAME?		#NAME?	#NAME?	#NAME?	#NAME?	#NAME?	#NAME?					#NAME?			#NAME?			#NAME?			#NAME?
		【植え込み】				#NAME?	#NAME?	#NAME?		#NAME?	#NAME?	#NAME?	#NAME?	#NAME?	#NAME?					#NAME?			#NAME?			#NAME?			#NAME?
						#NAME?	#NAME?	#NAME?		#NAME?	#NAME?	#NAME?	#NAME?	#NAME?	#NAME?
		【非常用侵入バルコニー】		ウレタン塗膜防水 通気緩衝工法		#NAME?	#NAME?	#NAME?		#NAME?	#NAME?	#NAME?	#NAME?	#NAME?	#NAME?
		既設防水面ケレン・清掃・高圧洗浄				#NAME?	#NAME?	#NAME?		#NAME?	#NAME?	#NAME?	#NAME?	#NAME?	#NAME?					104.4	50	#NAME?	25.5	50	#NAME?
		既設立上り防水層撤去・仮防水		押え金物含む		#NAME?	#NAME?	#NAME?		#NAME?	#NAME?	#NAME?	#NAME?	#NAME?	#NAME?					104.4	2,500	#NAME?	25.5	2,500	#NAME?
		下地処理		伸縮目地含む		#NAME?	#NAME?	#NAME?		#NAME?	#NAME?	#NAME?	#NAME?	#NAME?	#NAME?					104.4	500	#NAME?	25.5	500	#NAME?
		平場部防水		田島ルーフィング OSTW-3S		#NAME?	#NAME?	#NAME?		#NAME?	#NAME?	#NAME?	#NAME?	#NAME?	#NAME?					77.4	4,300	#NAME?	19.6	4,300	#NAME?
		立上り		H300		#NAME?	#NAME?	#NAME?		#NAME?	#NAME?	#NAME?	#NAME?	#NAME?	#NAME?					27.0	4,300	#NAME?	5.9	4,300	#NAME?
		立上り 押え金物		アルミ製		#NAME?	#NAME?	#NAME?		#NAME?	#NAME?	#NAME?	#NAME?	#NAME?	#NAME?					90.0	1,500	#NAME?	19.6	1,500	#NAME?
		同上廻り シーリング				#NAME?	#NAME?	#NAME?		#NAME?	#NAME?	#NAME?	#NAME?	#NAME?	#NAME?					9.0	300	#NAME?	19.6	300	#NAME?
		改修用ドレン				#NAME?	#NAME?	#NAME?		#NAME?	#NAME?	#NAME?	#NAME?	#NAME?	#NAME?					5.0	12,000	#NAME?	1.0	12,000	#NAME?
		脱気筒				#NAME?	#NAME?	#NAME?		#NAME?	#NAME?	#NAME?	#NAME?	#NAME?	#NAME?					2.0	8,000	#NAME?	1.0	8,000	#NAME?
						#NAME?	#NAME?	#NAME?		#NAME?	#NAME?	#NAME?	#NAME?	#NAME?	#NAME?					小計	#NAME?		小計	#NAME?		#NAME?			#NAME?
		【室外機置場】		ウレタン塗膜防水		#NAME?	#NAME?	#NAME?		#NAME?	#NAME?	#NAME?	#NAME?	#NAME?	#NAME?					#NAME?			#NAME?			#NAME?			#NAME?
		ケレン・清掃				#NAME?	#NAME?	#NAME?		#NAME?	#NAME?	#NAME?	#NAME?	#NAME?	#NAME?		151.5	20	#NAME?	13.0	50	#NAME?		#NAME?		228.0	#NAME?	#NAME?	29.3	50	#NAME?
		下地処理				#NAME?	#NAME?	#NAME?		#NAME?	#NAME?	#NAME?	#NAME?	#NAME?	#NAME?		151.5	30	#NAME?	13.0	250	#NAME?		#NAME?		228.0	#NAME?	#NAME?	29.3	250	#NAME?
		平場				#NAME?	#NAME?	#NAME?		#NAME?	#NAME?	#NAME?	#NAME?	#NAME?	#NAME?					10.5	2,400	#NAME?					#NAME?	22.5	2,400	#NAME?
		溝		田島ルーフィングOSTL-6VA		#NAME?	#NAME?	#NAME?		#NAME?	#NAME?	#NAME?	#NAME?	#NAME?	#NAME?		50.5	830	#NAME?	8.5	830	#NAME?		#NAME?		76.0	#NAME?	#NAME?	22.7	#NAME?	#NAME?
		立上り		田島ルーフィングOSTL-6VA		#NAME?	#NAME?	#NAME?		#NAME?	#NAME?	#NAME?	#NAME?	#NAME?	#NAME?		101.0	830	#NAME?	17.0	#NAME?	#NAME?		#NAME?		152.0	#NAME?	#NAME?	45.8	#NAME?	#NAME?
		ドレン				#NAME?	#NAME?	#NAME?		#NAME?	#NAME?	#NAME?	#NAME?	#NAME?	#NAME?		15.0	500	#NAME?	2.0	500	#NAME?		#NAME?		20.0	#NAME?	#NAME?	3.0	#NAME?	#NAME?
						#NAME?	#NAME?	#NAME?		#NAME?	#NAME?	#NAME?	#NAME?	#NAME?	#NAME?			小計	#NAME?		小計	#NAME?		小計	#NAME?		小計	#NAME?		小計	#NAME?
		【共用廊下】		ウレタン塗膜防水		#NAME?	#NAME?	#NAME?		#NAME?	#NAME?	#NAME?	#NAME?	#NAME?	#NAME?					#NAME?			#NAME?			#NAME?			#NAME?
		ケレン・清掃				#NAME?	#NAME?	#NAME?		#NAME?	#NAME?	#NAME?	#NAME?	#NAME?	#NAME?		1254.5	20	#NAME?					#NAME?		310.0	#NAME?	#NAME?		#NAME?	#NAME?
		下地処理				#NAME?	#NAME?	#NAME?		#NAME?	#NAME?	#NAME?	#NAME?	#NAME?	#NAME?		1254.5	30	#NAME?					#NAME?		310.0	#NAME?	#NAME?		#NAME?	#NAME?
		溝		田島ルーフィングOSTL-6VA		#NAME?	#NAME?	#NAME?		#NAME?	#NAME?	#NAME?	#NAME?	#NAME?	#NAME?		373.5	830	#NAME?					#NAME?		114.0	#NAME?	#NAME?		#NAME?	#NAME?
		立上り		田島ルーフィングOSTL-6VA		#NAME?	#NAME?	#NAME?		#NAME?	#NAME?	#NAME?	#NAME?	#NAME?	#NAME?		881.0	830	#NAME?					#NAME?		196.0	#NAME?	#NAME?		#NAME?	#NAME?
		ドレン				#NAME?	#NAME?	#NAME?		#NAME?	#NAME?	#NAME?	#NAME?	#NAME?	#NAME?		63.0	500	#NAME?					#NAME?		20.0	#NAME?	#NAME?		#NAME?	#NAME?
						#NAME?	#NAME?	#NAME?		#NAME?	#NAME?	#NAME?	#NAME?	#NAME?	#NAME?			小計	#NAME?		#NAME?			#NAME?			小計	#NAME?		小計	#NAME?
		【階段】		ウレタン塗膜防水		#NAME?	#NAME?	#NAME?		#NAME?	#NAME?	#NAME?	#NAME?	#NAME?	#NAME?					#NAME?			#NAME?			#NAME?			#NAME?
		ケレン・清掃				#NAME?	#NAME?	#NAME?		#NAME?	#NAME?	#NAME?	#NAME?	#NAME?	#NAME?		147.3	50	#NAME?					#NAME?		42.0	#NAME?	#NAME?	45.3	20	#NAME?
		下地処理				#NAME?	#NAME?	#NAME?		#NAME?	#NAME?	#NAME?	#NAME?	#NAME?	#NAME?		147.3	250	#NAME?					#NAME?		42.0	#NAME?	#NAME?	45.3	30	#NAME?
		溝				#NAME?	#NAME?	#NAME?		#NAME?	#NAME?	#NAME?	#NAME?	#NAME?	#NAME?		299.0	800	#NAME?					#NAME?		133.2	#NAME?	#NAME?	16.0	#NAME?	#NAME?
		ササラ				#NAME?	#NAME?	#NAME?		#NAME?	#NAME?	#NAME?	#NAME?	#NAME?	#NAME?		301.6	830	#NAME?					#NAME?		37.0	#NAME?	#NAME?	19.0	#NAME?	#NAME?
		巾木				#NAME?	#NAME?	#NAME?		#NAME?	#NAME?	#NAME?	#NAME?	#NAME?	#NAME?		122.4	800	#NAME?					#NAME?		65.9	#NAME?	#NAME?	10.3	#NAME?	#NAME?
		面台				#NAME?	#NAME?	#NAME?		#NAME?	#NAME?	#NAME?	#NAME?	#NAME?	#NAME?		273.2	800	#NAME?					#NAME?			#NAME?	#NAME?		#NAME?	#NAME?
		R階踏面・蹴込・踊場				#NAME?	#NAME?	#NAME?		#NAME?	#NAME?	#NAME?	#NAME?	#NAME?	#NAME?		19.0	2,400	#NAME?					#NAME?		16.5	#NAME?	#NAME?		#NAME?	#NAME?
						#NAME?	#NAME?	#NAME?		#NAME?	#NAME?	#NAME?	#NAME?	#NAME?	#NAME?			小計	#NAME?					小計	#NAME?		小計	#NAME?
		【階段 タイル部】				#NAME?	#NAME?	#NAME?		#NAME?	#NAME?	#NAME?	#NAME?	#NAME?	#NAME?
		ケレン・清掃				#NAME?	#NAME?	#NAME?		#NAME?	#NAME?	#NAME?	#NAME?	#NAME?	#NAME?					52.2	50	#NAME?
		下地処理				#NAME?	#NAME?	#NAME?		#NAME?	#NAME?	#NAME?	#NAME?	#NAME?	#NAME?					52.2	250	#NAME?
		床タイル		ＲＣガーデックス		#NAME?	#NAME?	#NAME?		#NAME?	#NAME?	#NAME?	#NAME?	#NAME?	#NAME?					52.5	2,200	#NAME?
						#NAME?	#NAME?	#NAME?		#NAME?	#NAME?	#NAME?	#NAME?	#NAME?	#NAME?					小計	#NAME?
		【空中デッキ】				#NAME?	#NAME?	#NAME?		#NAME?	#NAME?	#NAME?	#NAME?	#NAME?	#NAME?
		ケレン・清掃				#NAME?	#NAME?	#NAME?		#NAME?	#NAME?	#NAME?	#NAME?	#NAME?	#NAME?					25.2	50	#NAME?
		下地処理				#NAME?	#NAME?	#NAME?		#NAME?	#NAME?	#NAME?	#NAME?	#NAME?	#NAME?					#NAME?			#NAME?		25.2	250	#NAME?		#NAME?
		タイル面立上り				#NAME?	#NAME?	#NAME?		#NAME?	#NAME?	#NAME?	#NAME?	#NAME?	#NAME?					25.2	2,200	#NAME?
						#NAME?	#NAME?	#NAME?		#NAME?	#NAME?	#NAME?	#NAME?	#NAME?	#NAME?					小計	#NAME?
								#NAME?				#NAME?			#NAME?			防水工事計	#NAME?		計	#NAME?		計	#NAME?		計	#NAME?		計	#NAME?
	7 床工事	【バルコニー】				#NAME?	#NAME?	#NAME?		#NAME?	#NAME?	#NAME?	#NAME?	#NAME?	#NAME?					#NAME?			#NAME?			#NAME?			#NAME?
		既存シート補修撤去				#NAME?	#NAME?	#NAME?		#NAME?	#NAME?	#NAME?	#NAME?	#NAME?	#NAME?		639.0	900	#NAME?					306.0	#NAME?	#NAME?		#NAME?	#NAME?
		同上 下地補修				#NAME?	#NAME?	#NAME?		#NAME?	#NAME?	#NAME?	#NAME?	#NAME?	#NAME?		639.0	500	#NAME?					306.0	#NAME?	#NAME?		#NAME?	#NAME?
		長尺シート貼り		タキストロンQA		#NAME?	#NAME?	#NAME?		#NAME?	#NAME?	#NAME?	#NAME?	#NAME?	#NAME?		639.0	2,400	#NAME?					306.0	#NAME?	#NAME?		#NAME?	#NAME?
		端末シール新設				#NAME?	#NAME?	#NAME?		#NAME?	#NAME?	#NAME?	#NAME?	#NAME?	#NAME?		937.0	300	#NAME?					342.0	#NAME?	#NAME?		#NAME?	#NAME?
						#NAME?	#NAME?	#NAME?		#NAME?	#NAME?	#NAME?	#NAME?	#NAME?	#NAME?			小計	#NAME?					#NAME?			小計	#NAME?		#NAME?	#NAME?
		【共用廊下】5階以上の床シート				#NAME?	#NAME?	#NAME?		#NAME?	#NAME?	#NAME?	#NAME?	#NAME?	#NAME?					#NAME?			#NAME?			#NAME?
		既存床シート補修				#NAME?	#NAME?	#NAME?		#NAME?	#NAME?	#NAME?	#NAME?	#NAME?	#NAME?		635.0	1,000	#NAME?					167.5	#NAME?	#NAME?		#NAME?
		既存床シート洗浄				#NAME?	#NAME?	#NAME?		#NAME?	#NAME?	#NAME?	#NAME?	#NAME?	#NAME?		635.0	300	#NAME?					167.5	#NAME?	#NAME?		#NAME?
		端末シール新設				#NAME?	#NAME?	#NAME?		#NAME?	#NAME?	#NAME?	#NAME?	#NAME?	#NAME?		918.0	450	#NAME?					250.5	#NAME?	#NAME?		#NAME?
						#NAME?	#NAME?	#NAME?		#NAME?	#NAME?	#NAME?	#NAME?	#NAME?	#NAME?			小計	#NAME?					#NAME?			小計	#NAME?		小計
		【共用廊下】4階部分の床シート				#NAME?	#NAME?	#NAME?		#NAME?	#NAME?	#NAME?	#NAME?	#NAME?	#NAME?					#NAME?			#NAME?			#NAME?
		既存床シート補修撤去				#NAME?	#NAME?	#NAME?		#NAME?	#NAME?	#NAME?	#NAME?	#NAME?	#NAME?		68.0	900	#NAME?					#NAME?			#NAME?
		同上 下地補修				#NAME?	#NAME?	#NAME?		#NAME?	#NAME?	#NAME?	#NAME?	#NAME?	#NAME?		68.0	500	#NAME?					#NAME?			#NAME?
		長尺シート貼り		タキストロンQA		#NAME?	#NAME?	#NAME?		#NAME?	#NAME?	#NAME?	#NAME?	#NAME?	#NAME?		68.0	2,400	#NAME?					#NAME?			#NAME?
		端末シール新設				#NAME?	#NAME?	#NAME?		#NAME?	#NAME?	#NAME?	#NAME?	#NAME?	#NAME?		98.0	300	#NAME?					#NAME?			#NAME?
						#NAME?	#NAME?	#NAME?		#NAME?	#NAME?	#NAME?	#NAME?	#NAME?	#NAME?			小計	#NAME?					#NAME?			#NAME?			#NAME?
		【共用階段】				#NAME?	#NAME?	#NAME?		#NAME?	#NAME?	#NAME?	#NAME?	#NAME?	#NAME?					#NAME?			#NAME?			#NAME?
		既存床シート補修				#NAME?	#NAME?	#NAME?		#NAME?	#NAME?	#NAME?	#NAME?	#NAME?	#NAME?		494.0	1,000	#NAME?					43.2	#NAME?	#NAME?	27.9	#NAME?	#NAME?
		既存床シート洗浄				#NAME?	#NAME?	#NAME?		#NAME?	#NAME?	#NAME?	#NAME?	#NAME?	#NAME?		494.0	300	#NAME?					43.2	#NAME?	#NAME?	27.9	#NAME?	#NAME?
		端末シール新設				#NAME?	#NAME?	#NAME?		#NAME?	#NAME?	#NAME?	#NAME?	#NAME?	#NAME?		2649.6	450	#NAME?					456.0	#NAME?	#NAME?	114.0	#NAME?	#NAME?
		ノンスリップゴム取付け				#NAME?	#NAME?	#NAME?		#NAME?	#NAME?	#NAME?	#NAME?	#NAME?	#NAME?		1.0	800,000	#NAME?					#NAME?	#NAME?		#NAME?	#NAME?
						#NAME?	#NAME?	#NAME?		#NAME?	#NAME?	#NAME?	#NAME?	#NAME?	#NAME?			小計	#NAME?					#NAME?			小計	#NAME?		小計	#NAME?
		【室外機置場】				#NAME?	#NAME?	#NAME?		#NAME?	#NAME?	#NAME?	#NAME?	#NAME?	#NAME?					#NAME?			#NAME?			#NAME?
		既存床シート補修				#NAME?	#NAME?	#NAME?		#NAME?	#NAME?	#NAME?	#NAME?	#NAME?	#NAME?		25.0	1,000	#NAME?					48.0	#NAME?	#NAME?		#NAME?	#NAME?
		既存床シート洗浄				#NAME?	#NAME?	#NAME?		#NAME?	#NAME?	#NAME?	#NAME?	#NAME?	#NAME?		25.0	300	#NAME?					48.0	#NAME?	#NAME?		#NAME?	#NAME?
		端末シール新設				#NAME?	#NAME?	#NAME?		#NAME?	#NAME?	#NAME?	#NAME?	#NAME?	#NAME?		99.0	450	#NAME?					144.4	#NAME?	#NAME?		#NAME?	#NAME?
						#NAME?	#NAME?	#NAME?		#NAME?	#NAME?	#NAME?	#NAME?	#NAME?	#NAME?			小計	#NAME?		#NAME?			#NAME?			小計	#NAME?		小計	#NAME?
								#NAME?				#NAME?			#NAME?			床工事合計	#NAME?		計	#NAME?		計	#NAME?		計	#NAME?		計	#NAME?
										#NAME?	#NAME?	#NAME?	#NAME?	#NAME?	#NAME?					#NAME?			#NAME?			#NAME?			#NAME?
	8 洗い工事	外壁塗装		高圧洗浄及びエアブロー		#NAME?	#NAME?	#NAME?		#NAME?	#NAME?	#NAME?	#NAME?	#NAME?	#NAME?		8751.7	50	#NAME?	337.0	#NAME?	#NAME?	288.8	#NAME?	#NAME?	1,955.6	#NAME?	#NAME?	451.9	#NAME?	#NAME?
		外壁タイル		薬剤洗浄		#NAME?	#NAME?	#NAME?		#NAME?	#NAME?	#NAME?	#NAME?	#NAME?	#NAME?		4155.0	400	#NAME?	1,395.0	#NAME?	#NAME?	2,093.0	#NAME?	#NAME?	2,410.0	#NAME?	#NAME?	858.6	#NAME?	#NAME?
		ポーチ床タイル		薬剤洗浄の上RCガーデックス塗布		#NAME?	#NAME?	#NAME?		#NAME?	#NAME?	#NAME?	#NAME?	#NAME?	#NAME?		426.4	2,200	#NAME?					128.0	#NAME?	#NAME?	52.2	400	#NAME?
		外壁打ち放し面		高圧洗浄		#NAME?	#NAME?	#NAME?		#NAME?	#NAME?	#NAME?	#NAME?	#NAME?	#NAME?		186.0	50	#NAME?					#NAME?	#NAME?		#NAME?	#NAME?
		外構床タイル		薬剤洗浄		#NAME?	#NAME?	#NAME?		#NAME?	#NAME?	#NAME?	#NAME?	#NAME?	#NAME?		1.0		#NAME?		#NAME?			#NAME?		25.2	400	#NAME?		#NAME?	#NAME?
		その他		エントランス他美装		#NAME?	#NAME?	#NAME?		#NAME?	#NAME?	#NAME?	#NAME?	#NAME?	#NAME?		20.0	20,000	#NAME?	18.0	20,000	#NAME?	10.0	#NAME?	#NAME?	12.0	#NAME?	#NAME?	6.0	#NAME?	#NAME?
								#NAME?				#NAME?			#NAME?			洗い工事計	#NAME?		計	#NAME?		計	#NAME?		計	#NAME?		計	#NAME?
						#NAME?	#NAME?	#NAME?		#NAME?	#NAME?	#NAME?	#NAME?	#NAME?	#NAME?					#NAME?			#NAME?			#NAME?			#NAME?
	9 その他工事	避難ステッカー				#NAME?	#NAME?	#NAME?		#NAME?	#NAME?	#NAME?	#NAME?	#NAME?	#NAME?		92.0	650	#NAME?					#NAME?		30.0	800	#NAME?		800	#NAME?
		ルーバー脱着				#NAME?	#NAME?	#NAME?		#NAME?	#NAME?	#NAME?	#NAME?	#NAME?	#NAME?		1.0	100,000	#NAME?	1.0	330,000	#NAME?	1.0	200,000	#NAME?		#NAME?	#NAME?	1.0	220,000	#NAME?
		階段手摺パネル脱着				#NAME?	#NAME?	#NAME?		#NAME?	#NAME?	#NAME?	#NAME?	#NAME?	#NAME?		1.0	550,000	#NAME?					#NAME?	#NAME?	1.0	30,000	#NAME?
		室外機置場手摺パネル脱着				#NAME?	#NAME?	#NAME?		#NAME?	#NAME?	#NAME?	#NAME?	#NAME?	#NAME?		1.0	100,000	#NAME?	1.0	50,000	#NAME?	1.0	50,000	#NAME?	1.0	#NAME?	#NAME?			#NAME?
		面格子脱着				#NAME?	#NAME?	#NAME?		#NAME?	#NAME?	#NAME?	#NAME?	#NAME?	#NAME?		60.0	2,500	#NAME?			#NAME?					#NAME?	#NAME?		#NAME?	#NAME?
		バルコニー手摺脱着				#NAME?	#NAME?	#NAME?		#NAME?	#NAME?	#NAME?	#NAME?	#NAME?	#NAME?		9.0	15,000	#NAME?			#NAME?				20.0	#NAME?	#NAME?		#NAME?	#NAME?
		ELV三方枠 扉外面		ダイノックシート貼り		#NAME?	#NAME?	#NAME?		#NAME?	#NAME?	#NAME?	#NAME?	#NAME?	#NAME?		24.0	43,000	#NAME?	12.0	#NAME?	#NAME?				12.0	#NAME?	#NAME?		#NAME?	#NAME?
		防音型フード取替え		150ΦSUS 防虫網付き		#NAME?	#NAME?	#NAME?		#NAME?	#NAME?	#NAME?	#NAME?	#NAME?	#NAME?		102.0	15,000	#NAME?			#NAME?				40.0	#NAME?	#NAME?		#NAME?	#NAME?
		〃		〃 防火ダンパー付き		#NAME?	#NAME?	#NAME?		#NAME?	#NAME?	#NAME?	#NAME?	#NAME?	#NAME?		18.0	17,000	#NAME?			#NAME?					#NAME?	#NAME?		#NAME?	#NAME?
		〃		125ΦSUS 防虫網付き		#NAME?	#NAME?	#NAME?		#NAME?	#NAME?	#NAME?	#NAME?	#NAME?	#NAME?		60.0	15,000	#NAME?			#NAME?				20.0	#NAME?	#NAME?		#NAME?	#NAME?
		天井照明・各戸表札脱着				#NAME?	#NAME?	#NAME?		#NAME?	#NAME?	#NAME?	#NAME?	#NAME?	#NAME?		1.0	250,000	#NAME?			#NAME?				1.0	100,000	#NAME?		#NAME?	#NAME?
		防鳥ネット撤去・復旧				#NAME?	#NAME?	#NAME?		#NAME?	#NAME?	#NAME?	#NAME?	#NAME?	#NAME?					1.0	1,200,000	#NAME?
								#NAME?				#NAME?			#NAME?			その他工事計	#NAME?		計	#NAME?		計	#NAME?		計	#NAME?		計	#NAME?

	10 外構工事
	‘-1.直接仮設	スロープ・擁壁塗装時の高所作業者		リース費用	4.0	85,000	340,000
		安全区画・土間養生費			1.0	50,000	50,000
		安全誘導費		ガードマン費用	4.0	15,000	60,000	450,000

	‘-2.下地・床タイル補修工事	クラック補修		0.5ｍｍ以上Ｕカットシーリング充填処理	160.0	350	56,000
		外周タイル不具合補修		劣化部貼替 汚れ洗浄	1.0	300,000	300,000	356,000

	‘-3.塗装工事	スロープ 擁壁		浸透性着色撥水材	160.0	1,500	240,000	240,000

	‘4.鉄部塗装

	‘5.外構	駐車場入り口ガード		Ｈ=1200	1.0	1,100	1,100
		カーブミラー		Ｌ=500	2.0	900	1,800
		インフォメーション看板		650*1800	2.0	5,000	10,000
		庭園灯		Ｈ＝1100	4.0	800	3,200	16,100

	‘6.洗い工事			地上～Ｂ1部分	160.0	50	8,000	8,000
								1,070,100
Ⅱ-2
工事管理費・諸経費	工事管理費							4,550,000
	諸経費							6,496,008
Ⅱ-3	小計							#NAME?
消費税							0.05	#NAME?
								#NAME?

Ⅲ	８ 給水設備						総合計	#NAME?					#NAME?	#NAME?
設備	①給水管	屋内共用給水管	更生										#NAME?	#NAME?
		屋内共用給水管、屋外共用給水管		塩ビライニング鋼管への取替え		45.0	238.5	10,732,500	30年					#NAME?	#NAME?
	②貯水槽	受水槽		ＦＲＰ製への取替え		45.0	148.01	6,660,450	25年					#NAME?	#NAME?
		高置水槽				45.0	0	0					#NAME?	#NAME?
	③給水ポンプ	揚水ポンプ等		（計上しない）オーバーホール等									#NAME?	#NAME?
						45.0	62.164	2,797,380	16年					#NAME?	#NAME?
	９ 排水設備						総合計	#NAME?					#NAME?	#NAME?
	①排水管	屋内共用雑排水管											#NAME?	#NAME?
		屋内共用雑排水管、汚水管、雨水管		取替え、復旧		45.0	315	14,175,000					#NAME?	#NAME?
	②排水ポンプ	排水ポンプ等											#NAME?	#NAME?
						45.0	29.602	1,332,090					#NAME?	#NAME?
	10 ガス設備						総合計	#NAME?					#NAME?	#NAME?
	①ガス管	屋外埋設部ガス管、屋内共用ガス管		ポリエチレン管等、埋戻し、復旧		45.0	48.241	2,170,845					#NAME?	#NAME?
	11 空調・換気設備						合計	#NAME?					#NAME?	#NAME?
	①空調設備	管理事務室、集会室等のエアコン				45.0	16.4	738.000	15年					#NAME?	#NAME?
	②換気設備	管理事務室等の換気扇、換気口、換気ガラリ等				45.0	8.2	369.000					#NAME?	#NAME?
	12 電灯設備等						総合計	#NAME?					#NAME?	#NAME?
	①電灯設備	共用廊下等の照明器具、配線器具、非常照明等				45.0	61.2	2,754,000					#NAME?	#NAME?
	②配電盤類	配電盤・プルボックス等				45.0	81	3,645,000					#NAME?	#NAME?
	③幹線設備	引込開閉器、幹線（電灯、動力）等		幹線等の取替え（容量増）		45.0	54	2,430,000					#NAME?	#NAME?
	④避雷針設備	避雷突針・ポール・支持金物・導線・接地極等			本	1.0	800.01	800.010	40年					#NAME?	#NAME?
	⑤自家発電設備	発電設備			式		0	0					#NAME?	#NAME?
	13 情報・通信設備						総合計	#NAME?					#NAME?	#NAME?
	①電話設備	電話配線盤（MDF）、中間端子盤（IDF）等				45.0	15.2	684.000					#NAME?	#NAME?
	②テレビ共聴設備	アンテナ、増幅器、分配器等				45.0	44.28	1,992,600					#NAME?	#NAME?
	③インターネット設備	住棟内ネットワーク				45.0	15.2	684.000					#NAME?	#NAME?
	④インターホン設備等	インターホン設備、オートロック設備等				45.0	99.75	4,488,750					#NAME?	#NAME?
	14 消防用設備						総合計	#NAME?					#NAME?	#NAME?
	①屋内消火栓設備	消火栓ポンプ、消火管、ホース類等				45.0	73.8	3,321,000					#NAME?	#NAME?
	②自動火災報知設備	感知器、発信器、表示灯、音響装置、受信器等		住宅用又は共同住宅用		45.0	126	5,670,000	20年					#NAME?	#NAME?
	③連結送水管設備	送水口、放水口、消火管、消火隊専用栓箱等				45.0	16.4	738.000					#NAME?	#NAME?
	15 昇降機設備						総合計	#NAME?					#NAME?	#NAME?
	①昇降機	カゴ内装、扉、三方枠等		内装取替え、三方枠塗装	台	1.0	812.52	812.520					#NAME?	#NAME?
		全構成機器		全部撤去・新設		1.0	13,986,000						#NAME?	#NAME?
	16 立体駐車場設備						総合計	#NAME?					#NAME?	#NAME?
	①自走式駐車場	プレハブ造（鉄骨造＋ＡＬＣ）		鉄部塗装、車止等の取替え		0.0	0	0	10年					#NAME?	#NAME?
			建替			0.0	0	0					#NAME?	#NAME?
	②機械式駐車場	二段方式、多段方式、垂直循環方式等		鉄部塗装、部品交換		0.0	0	0	5年					#NAME?	#NAME?
						0.0	0	0					#NAME?	#NAME?
Ⅳ	17 外構・附属施設						総合計	#NAME?					#NAME?	#NAME?
外構	①外構	平面駐車場、車路・歩道等の舗装、排水溝等	補修、取替			45.0	26.733	1,202,985					#NAME?	#NAME?
・その他	②附属施設	自転車置場、ゴミ集積所、植樹	取替、整備			45.0	82	3,690,000					#NAME?	#NAME?
	18 調査・診断、設計、工事監理等費用						総合計	#NAME?					#NAME?	#NAME?
	①点検・調査・診断	計画修繕工事の実施に向けた点検・調査・診断				45.0	61.5	2,767,500					#NAME?	#NAME?
	②設計等	計画修繕工事の設計等		（①に含む。）									#NAME?	#NAME?
	③工事監理	計画修繕工事の工事監理				45.0	41	1,845,000					#NAME?	#NAME?
	④臨時点検（被災時）	建物、設備、外構											#NAME?	#NAME?
	19 長期修繕計画作成費用						総合計	#NAME?					#NAME?	#NAME?
	①見直し	見直しに向けた点検・調査・診断、長期修繕計画の見直し				45.0	11.48	516.600					#NAME?	#NAME?
	20 その他						総合計	#NAME?					#NAME?	#NAME?
	①特殊施設1改修費用												#NAME?	#NAME?
	②特殊施設2改修費用												#NAME?	#NAME?
	③特殊施設3改修費用												#NAME?	#NAME?
	④特殊施設4改修費用
（注）諸経費には「長期修繕計画作成ガイドライン」に示すとおり、現場管理費・一般管理費・法定福利費のほか、大規模修繕瑕疵保険の保険料なども見込んで修繕積立金額を検討することが重要です。

## 鉄部塗装見積
2010施工
2018施工
	仮設工事
	仮設足場
	養生費
	運搬費

	東棟住宅					東棟店舗				西棟住宅				西棟店舗
	b.鉄部塗装		ヶ所	ｍ換算	単価	金額	ヶ所	ｍ換算	単価	金額	ヶ所	ｍ換算	単価	金額	ヶ所	ｍ換算	単価	金額
	SD1	1500*2115	6.0	292.0	850	248,200					20.0	111.2	850
	MB扉（両面・枠共）	750*1890	34.0	124.6	2,450	305,270					20.0	73.3	2,450
	〃	900*1890	3.0	13.0	2,540	33,020
	〃	1200*1890 観音開き	10.0	58.2	2,540	147,828
	〃	1480*1890 観音開き	17.0	119.6	2,540	303,784
	トランク扉（両面・枠共）	780*1880	20.0	75.5	2,540	191,770					20.0	75.5	2,540
	〃	1550*1920 観音開き	60.0	447.3	2,540	1,136,142
	〃	1500*1920 観音開き	2.0	14.5	2,540	36,830
	門扉（両面）	1050*1100	62.0	155.3	2,700	419,310					20.0	50.1	2,700
	ゲート（門扉上）		62.0	62.0	1,950	120,900					20.0	20.0	1,950
	ポーチ内格子（両面）	1200*1800	48.0	2,380.8	850	2,023,680
	〃	800*1800	12.0	408.0	850	346,800
	EPS扉（両面・枠共）	700*1900	16.0	75.5	2,540	191,770
	放水口扉	500*800	10.0	8.8	2,540	22,352
	消火栓扉	900*1400	5.0	6.9	2,700	18,630
	集会室 ＭＢ扉	400*300*200 150*800*100	1.0	0.4	30,000	11,400
	テラスベンチ	1500*400*400	4.0	8.0	2,700	21,600
	4階 廊下 ポール	170Φ H2690	4.0	6.3	2,700	17,010
	13階 階段Ａ扉（両面・枠共）	1270*2100	1.0	6.5	2,540	16,510
	屋上 EV機械室扉（両面・枠共）	950*2200	1.0	5.2	2,540	13,208
	屋上 機械室扉（両面・枠共）	900*1800	1.0	4.1	2,540	10,414
	屋上 MB	420*400*200	1.0	0.5	30,000	15,000
	エントランス メールボックス室 扉	950*2150	1.0	2.2	2,540	5,588
	1階駐輪場 入口扉（ガラス入り）	980*2150	1.0	1.3	2,540	3,302
	1階駐輪場 防火扉	2300*2150	1.0	5.4	2,540	13,716
	1階駐輪場 EPS扉	680*1800	1.0	1.3	2,540	3,302
	1階駐輪場 MDF扉	960*2150	1.0	2.2	2,540	5,588
	1階管理人室 扉（ガラス入り）	2650*2600	1.0	2.5	2,540	6,350
	1階A階段 ポンプ室 扉	980*2150	1.0	2.3	2,540	5,842
	1階EV 枠+防火扉	1850*2150	2.0	10.4	2,540	26,416
					5,721,532
	東棟店舗
	１階店舗用メールＢＯＸ室ＥＰＳ扉	970*1950	1.0	2.2	2,540	5,588
	１階さんど亭ＥＶホール ＥＶ防火扉	2300*2170	1.0	5.4	2,540	13,716
	１階さんど亭ＥＶホールＤＳ扉	680*1470	1.0	1.2	2,540	3,048
	１階さんど亭横 ＳＤ扉 枠共	830*2200	1.0	2.9	2,540	7,366
	店舗間化粧鋼板	200*3000	6.0	3.6	2,800	10,080
	店舗E106・113シャッター（片面）	5100*2690	2.0	27.4	2,800	76,720
	店舗E107・E104・E105・E110・E111シャッター	5020*2690	3.0	40.5	2,800	113,400
	店舗E102・103シャッター（片面）	5200*2690	1.0	14.0	2,800	39,200
	店舗E108・109シャッター（片面）	4620*2690	1.0	12.4	2,800	34,720
	店舗E112シャッター（片面）	5630*2690	1.0	15.2	2,800	42,560
	店舗E1113シャッター（片面）	1560*2690	1.0	4.2	2,800	11,760
	店舗E1014シャッター（片面）	2330*2690	1.0	6.3	2,800	17,640
	店舗E115シャッター（片面）	4350*2690	1.0	11.7	2,800	32,760
					408,558
	西棟住宅
	玄関ドア（枠・見え掛り部）	850*1930	20.0	111.2	850	94,520
	MB扉（両面・枠共）	750*1890	20.0	73.3	2,540	186,182
	トランク扉（両面・枠共）	780*1880	20.0	75.5	2,540	191,770
	門扉（両面）	1050*1100	20.0	50.1	2,700	135,270
	ゲート（門扉上）		20.0	20.0	1,950	39,000
	７階 階段Ｈ扉（両面・枠共）	1250*2050	1.0	7.1	2,540	18,034
	１階 三方枠	710*2150	1.0	5.0	850	4,250
	階段室Ｊ扉（両面枠共）	1020*2380	1.0	5.9	2,540	14,986
	２階 階段Ｈ扉（両面枠共）	1400*2990	1.0	10.1	2,540	25,654
	２階 ＰＳ・ＥＰＳ扉（両面枠共）	700*1900	2.0	7.3	2,540	18,542
	２階 消火栓扉	950*1100	1.0	1.1	2,540	2,794
	ＥＶ機械室扉（両面枠共）	950*2200	1.0	5.5	2,540	13,970
	ＥＶ機械室前扉（両面枠共）	950*2200	1.0	5.5	2,540	13,970
					758,942
	西棟店舗

## 積立金設定
（様式第５号） 修繕積立金の額の設定					作成日／ 年 月 日 集会（管理組合総会）で議決された日／ 年 月 日
		（単位：特記がない場合は円）
【均等積立方式の場合】（既存のマンション）
項 目		摘 要
Ａ	計画期間の / 推定修繕工事費の累計額（円）	334,916,159		①	計画期間当初における修繕積立金の残高 / （①＝(D／（J×12）)／Ｎ) （㎡当たり月当たり）			0
Ｂ	計画期間の借入金の償還金（元本・利息）			②	計画期間全体における専用使用料収入等からの繰入額の総額 / （②＝(（E＋F）／（J×12）)／Ｎ） （㎡当たり月当たり）			0
Ｃ	支出 累計 / （Ｃ＝Ａ）			③	計画期間全体における修繕積立金の平均額（機械式駐車場分を含む） (③＝①＋②＋Ｏ) / ※残高・基金、その他会計からの振替等含む / （㎡当たり月当たり）			276
Ｄ	修繕積立金の残高	0
Ｅ	計画期間の専用使用料、駐車場等の使用料からの繰入金	0	表 住戸タイプ別修繕積立金の額
Ｆ	計画期間の修繕積立金の運用益	0		住戸タイプ		負担割合	修繕積立金の額 / （円／月・戸）
Ｇ	計画期間に予定する一時金の合計額			Ａ		0.020741	19.296
				Ｂ		0.022222	20.674
Ｈ	収入 累計 / （Ｈ＝Ｄ＋Ｅ＋Ｆ）	0		Ｃ		0.023704	22.052

Ｉ	差額（円） / （Ｉ＝Ｃ－Ｈ）

Ｊ	計画期間(年）	30

Ｋ	月当たりの負担額 / （Ｉ／（Ｊ×12））	930.323

Ｌ	戸当たりの負担割合	管理規約による

Ｍ	修繕積立金の額（Ｍ＝Ｋ×Ｌ） / （戸当たり月当たり）	表 住戸タイプ別修繕積立金の額

Ｎ	専有面積の合計（㎡）	3375.00

Ｏ	修繕積立金の額（Ｏ＝Ｋ／Ｎ） / （㎡当たり月当たり）	276

Ｐ	住戸数（戸）	45

Ｑ	修繕積立金の額（Ｑ＝Ｋ／Ｐ）平均（戸当たり月当たり）	20.674